## برآورد قیمت
ريال | 5971394520 | 1- مبلغ پيشنهادي براي الكتر موتورها به مبلغ
ريال | 12899109015 | 2- مبلغ پيشنهادي براي پمپها به مبلغ
ريال | 3212376397 | 3- مبلغ پيشنهادي براي فيلترها به مبلغ
ريال | 3743765200 | 4- مبلغ پيشنهادي براي مخازن به مبلغ
ريال | 8931516000 | 5- مبلغ پيشنهادي براي مبدلها به مبلغ
ريال | 22150760931 | 6- مبلغ پيشنهادي براي والوها به مبلغ
ريال | 56908922063 | جمع مبلغ کل به عدد

## الکتروموتور
ردیف | کد تجهيز (AKZ) | محل تجهيز (FAZ/CAZ) | Power (kw) | AMPER | Voltage (V) | RPM | IP | Position (V/H) | نوع تعمير (OH/RM/TS) | بلبرینگ/یاتاقان (Ballbearing/Bearing) | هزینه تعمیرات به ریال
1 | TL03D001 | داخل زون | 75 | 141 | 380 | 1480 | 55 | H | RM | بلبرینگ | 31842720
2 | TL03D001 | داخل زون | 75 | 141 | 380 | 1480 | 55 | H | RM | بلبرینگ | 31842720
3 | TL03D002 | داخل زون | 75 | 141 | 380 | 1480 | 55 | H | RM | بلبرینگ | 31842720
4 | TL03D002 | داخل زون | 75 | 141 | 380 | 1480 | 55 | H | RM | بلبرینگ | 31842720
5 | TL03D003 | داخل زون | 75 | 141 | 380 | 1480 | 55 | H | RM | بلبرینگ | 31842720
6 | TL03D003 | داخل زون | 75 | 141 | 380 | 1480 | 55 | H | RM | بلبرینگ | 31842720
7 | TL03D004 | داخل زون | 75 | 141 | 380 | 1480 | 55 | H | RM | بلبرینگ | 31842720
8 | TL03D004 | داخل زون | 75 | 141 | 380 | 1480 | 55 | H | RM | بلبرینگ | 31842720
9 | TL05D001 | داخل زون | 55 | 103 | 380 | 988/978 | 56 | H | RM | بلبرینگ | 28304640
10 | TL08D010 | داخل زون | 0.55 | 1.32 | 380 | 1400 |  | H | RM | بلبرینگ | 22997520
11 | TL08D011 | داخل زون | 0.55 | 1.32 | 380 | 1400 |  | H | RM | بلبرینگ | 22997520
12 | TL08D012 | داخل زون | 0.55 | 1.32 | 380 | 1400 |  | H | RM | بلبرینگ | 22997520
13 | TL08D013 | داخل زون | 0.55 | 1.32 | 380 | 1400 |  | H | RM | بلبرینگ | 22997520
14 | TL08D015 | داخل زون | 5.5 | 11 | 380 | 2890 | 56 | H | RM | بلبرینگ | 22997520
15 | TL08D016 | داخل زون | 5.5 | 11 | 380 | 2890 | 56 | H | RM | بلبرینگ | 22997520
16 | TL08D035 | داخل زون | 0.75 | 1.32 | 380 | 1400 |  | H | RM | بلبرینگ | 22997520
17 | TL08D036 | داخل زون | 0.55 | 1.32 | 380 | 1400 |  | H | RM | بلبرینگ | 22997520
18 | TL08D037 | داخل زون | 0.55 | 1.32 | 380 | 1400 |  | H | RM | بلبرینگ | 22997520
19 | TL08D038 | داخل زون | 0.55 | 1.72 | 380 | 1400 | 54 | H | RM | بلبرینگ | 22997520
20 | TL08D043 | داخل زون | 0.55 | 1.32 | 380 | 1400 |  | H | RM | بلبرینگ | 22997520
21 | TL08D044 | داخل زون | 0.75 | 1.32 | 380 | 2825 | 55 | H | RM | بلبرینگ | 22997520
22 | TL08D045 | داخل زون | 0.55 | 1.32 | 380 | 1400 |  | H | RM | بلبرینگ | 22997520
23 | TL08D046 | داخل زون | 0.55 | 1.32 | 380 | 1400 |  | H | RM | بلبرینگ | 22997520
24 | TL09D001 | داخل زون | 18 | 35 | 380 | 2945 | 54 | H | RM | بلبرینگ | 22997520
25 | TL09D002 | داخل زون | 18 | 35 | 380 | 2945 | 54 | H | RM | بلبرینگ | 22997520
26 | TL11D001 | داخل زون | 1.5 | 3.22 | 380 | 2895 | 54 | H | RM | بلبرینگ | 22997520
27 | TL11D002 | داخل زون | 1.5 | 3.22 | 380 | 2895 | 54 | H | RM | بلبرینگ | 22997520
28 | TL11D003 | داخل زون | 1.5 | 3.22 | 380 | 2895 | 54 | H | RM | بلبرینگ | 22997520
29 | TL11D004 | داخل زون | 1.5 | 3.22 | 380 | 2895 | 54 | H | RM | بلبرینگ | 22997520
30 | TL11D005 | داخل زون | 1.5 | 3.22 | 380 | 2895 | 54 | H | RM | بلبرینگ | 22997520
31 | TL11D006 | داخل زون | 1.5 | 3.22 | 380 | 2895 | 54 | H | RM | بلبرینگ | 22997520
32 | TL11D007 | داخل زون | 1.5 | 3.22 | 380 | 2895 | 54 | H | RM | بلبرینگ | 22997520
33 | UV10D005 | خارج زون | 62 | 120 | 380 | 1485 | 54 | H | RM | بلبرینگ | 26535600
34 | UV10D006 | خارج زون | 62 | 120 | 380 | 1485 | 54 | H | RM | بلبرینگ | 26535600
35 | UV10D007 | خارج زون | 62 | 120 | 380 | 1485 | 54 | H | RM | بلبرینگ | 26535600
36 | UV10D008 | خارج زون | 62 | 120 | 380 | 1485 | 54 | H | RM | بلبرینگ | 26535600
37 | UV13D001 | خارج زون | 1.1 | 2.59 | 380 | 2810 | 55 | H | RM | بلبرینگ | 19164600
38 | UV13D002 | خارج زون | 1.1 | 2.59 | 380 | 2810 | 55 | H | RM | بلبرینگ | 19164600
39 | UV13D003 | خارج زون | 1.1 | 2.59 | 380 | 2810 | 55 | H | RM | بلبرینگ | 19164600
40 | UV13D004 | خارج زون | 1.1 | 2.59 | 380 | 2810 | 55 | H | RM | بلبرینگ | 19164600
41 | UV13D005 | خارج زون | 1.1 | 2.59 | 380 | 2810 | 55 | H | RM | بلبرینگ | 19164600
42 | UV13D006 | خارج زون | 1.1 | 2.59 | 380 | 2810 | 55 | H | RM | بلبرینگ | 19164600
43 | UV13D007 | خارج زون | 1.1 | 2.59 | 380 | 2810 | 55 | H | RM | بلبرینگ | 19164600
44 | UV13D008 | خارج زون | 1.1 | 2.59 | 380 | 2810 | 55 | H | RM | بلبرینگ | 19164600
45 | UV13D009 | خارج زون | 3 | 7.17 | 380 | 1410 | 55 | H | RM | بلبرینگ | 19164600
46 | UV13D010 | خارج زون | 3 | 7.17 | 380 | 1410 | 55 | H | RM | بلبرینگ | 19164600
47 | UV13D011 | خارج زون | 3 | 7.17 | 380 | 1410 | 55 | H | RM | بلبرینگ | 19164600
48 | UV13D012 | خارج زون | 3 | 7.17 | 380 | 1410 | 55 | H | RM | بلبرینگ | 19164600
49 | UV40D006 | خارج زون | 1.5 | 3 | 380 | 2850 | 44 | H | RM | بلبرینگ | 22997520
50 | UV59D003 | خارج زون | 4 |  | 380 | 1435 |  | H | RM | بلبرینگ | 22997520
51 | UV59D004 | خارج زون | 4 |  | 380 | 1435 |  | H | RM | بلبرینگ | 22997520
52 | UV10D011 | خارج زون | 132 | 240 | 380 | 1485 | 55 | H | RM | بلبرینگ | 30958200
53 | UV10D024 | خارج زون | 11 | 22 | 380 | 1450 | 54 | H | RM | بلبرینگ | 19164600
54 | UV10D025 | خارج زون | 11 | 22 | 380 | 1450 | 54 | H | RM | بلبرینگ | 19164600
55 | VA11D001 | خارج زون | 6 |  | 380 | 1420 | 65 | H | RM | بلبرینگ | 19164600
56 | VA11D002 | خارج زون | 6 |  | 380 | 1420 | 65 | H | RM | بلبرینگ | 19164600
57 | VA12D001 | خارج زون | 9/15.2 | 25/29.5 | 380 | 730/1460 | 65 | V | RM | بلبرینگ | 19164600
58 | VA21D001 | خارج زون | 6 |  | 380 | 1420 | 65 | H | RM | بلبرینگ | 19164600
59 | VA21D002 | خارج زون | 6 |  | 380 | 1420 | 65 | H | RM | بلبرینگ | 19164600
60 | VA22D001 | خارج زون | 9/15.2 | 25/29.5 | 380 | 730/1460 | 65 | V | RM | بلبرینگ | 19164600
61 | VA31D001 | خارج زون | 6 |  | 380 | 1420 | 65 | H | RM | بلبرینگ | 19164600
62 | VA31D002 | خارج زون | 6 |  | 380 | 1420 | 65 | H | RM | بلبرینگ | 19164600
63 | VA32D001 | خارج زون | 9/15.2 | 25/29.5 | 380 | 730/1460 | 65 | V | RM | بلبرینگ | 19164600
64 | VA41D001 | خارج زون | 6 |  | 380 | 1420 | 65 | H | RM | بلبرینگ | 19164600
65 | VA41D002 | خارج زون | 6 |  | 380 | 1420 | 65 | H | RM | بلبرینگ | 19164600
66 | VA42D001 | خارج زون | 9/15.2 | 25/29.5 | 380 | 730/1460 | 65 | V | RM | بلبرینگ | 19164600
67 | VA51D001 | خارج زون | 3 |  | 380 | 2800 | 65 | H | RM | بلبرینگ | 19164600
68 | VA51D002 | خارج زون | 3 |  | 380 | 2800 | 65 | H | RM | بلبرینگ | 19164600
69 | VA52D001 | خارج زون | 2.7/5.5 | 8.3/10.9 | 380 | 700/1400 | 65 | V | RM | بلبرینگ | 19164600
70 | GY10D304 | خارج زون | 11 | 26 | 380 | 1455 |  | H | RM | بلبرینگ | 19164600
71 | GY11D204 | خارج زون | 5.5 | 11.5 | 380 | 1410 |  | H | RM | بلبرینگ | 22997520
72 | GY11D303 | خارج زون | 11 | 26 | 380 | 1455 |  | H | RM | بلبرینگ | 19164600
73 | GY11D304 | خارج زون | 11 | 26 | 380 | 1455 |  | H | RM | بلبرینگ | 19164600
74 | GY41D303 | خارج زون | 11 | 26 | 380 | 1455 |  | H | RM | بلبرینگ | 19164600
75 | GY41D304 | خارج زون | 11 | 26 | 380 | 1455 |  | H | RM | بلبرینگ | 19164600
76 | VJ11D001 | خارج زون | 110 | 205 | 380 | 1485 | 54 | H | RM | بلبرینگ | 30958200
77 | VJ41D001 | خارج زون | 110 | 205 | 380 | 1485 | 54 | H | RM | بلبرینگ | 30958200
78 | VJ21D001 | خارج زون | 110 | 205 | 380 | 1485 | 54 | H | RM | بلبرینگ | 30958200
79 | VJ31D001 | خارج زون | 110 | 205 | 380 | 1485 | 54 | H | RM | بلبرینگ | 30958200
80 | TF21D001 | داخل زون | 330 | 360 | 660 | 981 | 54 | H | RM | بلبرینگ | 42456960
81 | TF21D002 | داخل زون | 160 | 300 | 380 | 970 | 44 | H | RM | بلبرینگ | 37149840
82 | TF30D001 | داخل زون | 330 | 360 | 660 | 981 | 54 | H | RM | بلبرینگ | 42456960
83 | TF31D001 | داخل زون | 330 | 360 | 660 | 981 | 44 | H | RM | بلبرینگ | 42456960
84 | TF31D002 | داخل زون | 160 | 300 | 380 | 981 | 44 | H | RM | بلبرینگ | 37149840
85 | TH35D001 | داخل زون | 570 | 38.5 | 10kv | 2947 | 44 | H | RM | یاتاقان | 106142400
86 | TH40D001 | داخل زون | 400 | 425 | 660 | 1475 | 44 | H | RM | بلبرینگ | 53071200
87 | TN30D001 | داخل زون | 4 | 8 | 380 | 2880 | 54 | H | RM | بلبرینگ | 22997520
88 | TS11D001 | داخل زون | 11 | 21 | 380 | 2900 | 54 | H | RM | بلبرینگ | 22997520
89 | TS12D001 | داخل زون | 11 | 21 | 380 | 2900 | 54 | H | RM | بلبرینگ | 22997520
90 | TS13D001 | داخل زون | 11 | 21 | 380 | 2900 | 54 | H | RM | بلبرینگ | 22997520
91 | TS21D001 | داخل زون | 5.5 | 5.5 | 380 | 2880 | 54 | H | RM | بلبرینگ | 22997520
92 | TS21D002 | داخل زون | 5.5 | 5.5 | 380 | 2880 | 54 | H | RM | بلبرینگ | 22997520
93 | TS21D003 | داخل زون | 5.5 | 5.5 | 380 | 2880 | 54 | H | RM | بلبرینگ | 22997520
94 | TS22D001 | داخل زون | 5.5 | 5.5 | 380 | 2880 | 54 | H | RM | بلبرینگ | 22997520
95 | TS22D002 | داخل زون | 5.5 | 5.5 | 380 | 2880 | 54 | H | RM | بلبرینگ | 22997520
96 | TS22D003 | داخل زون | 5.5 | 5.5 | 380 | 2880 | 54 | H | RM | بلبرینگ | 22997520
97 | TY31D001 | داخل زون | 75 |  | 380 | 2925 |  | H | RM | بلبرینگ | 31842720
98 | TY32D001 | داخل زون | 75 |  | 380 | 2925 |  | H | RM | بلبرینگ | 31842720
99 | UE10D001 | داخل زون | 45 | 86 | 380 | 1270 | 54 | V | RM | بلبرینگ | 28304640
100 | TU41D001 | داخل زون | 3 | 6.5 | 380 | 2850 | 54 | H | RM | بلبرینگ | 19164600
101 | TU42D001 | داخل زون | 3 | 6.5 | 380 | 2850 | 54 | H | RM | بلبرینگ | 19164600
102 | RL12D001 | خارج زون | 13400 | 941 | 10kv | 1485 | 54 | H | RM | یاتاقان | 176904000
103 | RL12D002 | خارج زون | 15 | 29 | 380 | 1460 |  | V | RM | بلبرینگ | 19164600
104 | RL12D003 | خارج زون | 15 | 29 | 380 | 1460 |  | V | RM | بلبرینگ | 19164600
105 | RL22D001 | خارج زون | 13400 | 941 | 10kv | 1485 |  | H | RM | یاتاقان | 176904000
106 | RL22D002 | خارج زون | 15 | 29 | 380 | 1460 |  | V | RM | بلبرینگ | 19164600
107 | RL22D003 | خارج زون | 15 | 29 | 380 | 1460 |  | V | RM | بلبرینگ | 19164600
108 | RL32D001 | خارج زون | 13400 | 941 | 10kv | 1485 |  | H | RM | یاتاقان | 176904000
109 | RL32D002 | خارج زون | 15 | 29 | 380 | 1460 |  | V | RM | بلبرینگ | 19164600
110 | RL32D003 | خارج زون | 15 | 29 | 380 | 1460 |  | V | RM | بلبرینگ | 19164600
111 | RM11D001 | خارج زون | 2650 | 176 | 10kv | 1492 | 44 | V | RM | یاتاقان | 176904000
112 | RM11D002 | خارج زون | 3 | 7 | 380 | 1410 | 44 | V | RM | بلبرینگ | 19164600
113 | RM11D003 | خارج زون | 3 | 7 | 380 | 1410 | 44 | V | RM | بلبرینگ | 19164600
114 | RM12D002 | خارج زون | 3 | 7 | 380 | 1410 | 44 | V | RM | بلبرینگ | 19164600
115 | RM12D003 | خارج زون | 3 | 7 | 380 | 1410 | 44 | V | RM | بلبرینگ | 19164600
116 | RM13D002 | خارج زون | 3 | 7 | 380 | 1410 | 44 | V | RM | بلبرینگ | 19164600
117 | RM13D003 | خارج زون | 3 | 7 | 380 | 1410 | 44 | V | RM | بلبرینگ | 19164600
118 | RR12D001 | خارج زون | 700 | 47 | 10kv | 2960 | 44 | H | RM | یاتاقان | 117936000
119 | RR12D002 | خارج زون | 1.1 | 2.8 | 380 | 1400 |  | V | RM | بلبرینگ | 19164600
120 | RR12D003 | خارج زون | 1.1 | 2.8 | 380 | 1400 |  | V | RM | بلبرینگ | 19164600
121 | RR22D001 | خارج زون | 700 | 47 | 10kv | 2960 | 44 | H | RM | یاتاقان | 117936000
122 | RR22D002 | خارج زون | 1.1 | 2.8 | 380 | 1400 |  | V | RM | بلبرینگ | 19164600
123 | RR22D003 | خارج زون | 1.1 | 2.8 | 380 | 1400 |  | V | RM | بلبرینگ | 19164600
124 | RT11D001 | خارج زون | 22 | 41 | 380 | 2925 | 54 | V | RM | بلبرینگ | 22113000
125 | RT12D001 | خارج زون | 22 | 41 | 380 | 2925 | 54 | V | RM | بلبرینگ | 22113000
126 | RU12D001 | خارج زون | 75 | 140 | 380 | 2970 | 54 | H | RM | بلبرینگ | 26535600
127 | RU22D001 | خارج زون | 75 | 140 | 380 | 2970 | 54 | H | RM | بلبرینگ | 26535600
128 | SB15D001 | خارج زون | 30 | 61 | 380 | 735 | 54 | V | RM | بلبرینگ | 23587200
129 | SJ11D001 | خارج زون | 200 | 202 | 660 | 2977 | 55 | V | RM | بلبرینگ | 35380800
130 | SJ12D001 | خارج زون | 200 | 202 | 660 | 2977 | 55 | V | RM | بلبرینگ | 35380800
131 | SJ81D001 | خارج زون | 200 | 202 | 660 | 2977 | 55 | V | RM | بلبرینگ | 35380800
132 | SJ82D001 | خارج زون | 200 | 202 | 660 | 2977 | 55 | V | RM | بلبرینگ | 35380800
133 | SL11D001 | خارج زون | 155 | 176 | 380 | 590 | 54 | H | RM | بلبرینگ | 30958200
134 | SL12D001 | خارج زون | 155 | 176 | 380 | 590 | 54 | H | RM | بلبرینگ | 30958200
135 | SL13D001 | خارج زون | 155 | 176 | 380 | 590 | 54 | H | RM | بلبرینگ | 30958200
136 | SN13D001 | خارج زون | 2.2 | 4.9 | 380 | 1395 |  | H | RM | بلبرینگ | 19164600
137 | SN40D001 | خارج زون | 2.2 | 4.9 | 380 | 1395 |  | H | RM | بلبرینگ | 19164600
138 | SN70D001 | خارج زون | 5.5 | 10.9 | 380 | 1440 |  | H | RM | بلبرینگ | 19164600
139 | SN70D002 | خارج زون | 5.5 |  | 380 | 1440 |  | H | RM | بلبرینگ | 19164600
140 | SN81D001 | خارج زون | 132 | 137 | 380 | 2982 | 55 | V | RM | بلبرینگ | 30958200
141 | SN82D001 | خارج زون | 132 | 137 | 380 | 2982 | 55 | V | RM | بلبرینگ | 30958200
142 | SN91D001 | خارج زون | 132 | 137 | 380 | 2982 | 55 | V | RM | بلبرینگ | 30958200
143 | SN92D001 | خارج زون | 132 | 137 | 380 | 2982 | 55 | V | RM | بلبرینگ | 30958200
144 | SS11D001 | خارج زون | 110 | 204 | 380 | 1475 | 54 | H | RM | بلبرینگ | 30958200
145 | SS12D001 | خارج زون | 110 | 204 | 380 | 1475 | 54 | H | RM | بلبرینگ | 30958200
146 | SU11D001 | خارج زون | 37 | 119 | 380 | 2950 | 55 | H | RM | بلبرینگ | 23587200
147 | SU12D001 | خارج زون | 37 | 119 | 380 | 2950 | 55 | H | RM | بلبرینگ | 23587200
148 | SU70D001 | خارج زون | 1.5 | 3.5 | 380 | 2850 | 54 | H | RM | بلبرینگ | 19164600
149 | SU83D001 | خارج زون | 1.5 | 3.3 | 380 | 2850 | 54 | H | RM | بلبرینگ | 19164600
150 | SU84D001 | خارج زون | 1.5 | 3.3 | 380 | 2850 | 54 | H | RM | بلبرینگ | 19164600
151 | UD82D001 | خارج زون | 22 | 43 | 380 | 2920 | 54 | H | RM | بلبرینگ | 22113000
152 | UD85D001 | خارج زون | 22 | 43 | 380 | 2920 | 54 | H | RM | بلبرینگ | 22113000
153 | VC00D001 | خارج زون | 1.5 | 3.4 | 380 | 1420 |  | H | RM | بلبرینگ | 22997520
154 | VC10D001 | خارج زون | 3400 | 227 | 10kv | 1487 | 44 | V | RM | یاتاقان | 176904000
155 | VC10D002 | خارج زون | 7.5 | 15.6 | 380 | 1450 |  | V | RM | بلبرینگ | 19164600
156 | VC10D003 | خارج زون | 7.5 | 15.6 | 380 | 1450 |  | V | RM | بلبرینگ | 19164600
157 | VC20D002 | خارج زون | 7.5 | 15.6 | 380 | 1450 |  | V | RM | بلبرینگ | 19164600
158 | VC20D003 | خارج زون | 7.5 | 15.6 | 380 | 1450 |  | V | RM | بلبرینگ | 19164600
159 | VC30D001 | خارج زون | 3400 | 227 | 10kv | 1450 | 44 | V | RM | یاتاقان | 176904000
160 | VC30D002 | خارج زون | 7.5 | 15.6 | 380 | 1450 |  | V | RM | بلبرینگ | 19164600
161 | VC30D003 | خارج زون | 7.5 | 15.6 | 380 | 1450 |  | V | RM | بلبرینگ | 19164600
162 | VC40D002 | خارج زون | 7.5 | 15.6 | 380 | 1450 |  | V | RM | بلبرینگ | 19164600
163 | VC40D003 | خارج زون | 7.5 | 15.6 | 380 | 1450 |  | V | RM | بلبرینگ | 19164600
164 | VE31D001 | خارج زون | 550 | 40.5 | 10kv | 987 | 54 | V | RM | بلبرینگ | 88452000
165 | VE43D001 | خارج زون | 160 | 295 | 380 | 1480 | 54 | V | RM | بلبرینگ | 30958200
166 | VF13D001 | خارج زون | 550 | 40.5 | 10kv | 987 | 54 | V | RM | بلبرینگ | 88452000
167 | VF14D001 | خارج زون | 550 | 40.5 | 10kv | 987 | 54 | V | RM | بلبرینگ | 88452000
168 | VH11D001 | خارج زون | 450 | 495 | 660 | 990 | 54 | H | RM | بلبرینگ | 44226000
169 | VH21D001 | خارج زون | 75 | 146 | 380 | 740 |  | H | RM | بلبرینگ | 26535600
170 | VH22D001 | خارج زون | 75 | 146 | 380 | 740 |  | H | RM | بلبرینگ | 26535600
171 | VN11D001 | خارج زون | 45 | 87 | 380 | 1470 | 54 | H | RM | بلبرینگ | 23587200
172 | VN12D001 | خارج زون | 45 | 87 | 380 | 1470 | 54 | H | RM | بلبرینگ | 23587200
173 | VN13D001 | خارج زون | 45 | 87 | 380 | 1470 | 54 | H | RM | بلبرینگ | 23587200
174 | VP11D001 | خارج زون | 450 | 40.5 | 10kv | 986 | 54 | V | RM | بلبرینگ | 88452000
175 | TD41D001 | خارج زون | 6.5 | 12 | 380 | 2900 |  | H | RM | بلبرینگ | 22997520
176 | TD71D001 | خارج زون | 35 | 73 | 380 | 2920 |  | H | RM | بلبرینگ | 23587200
177 | TD72D001 | خارج زون | 35 | 73 | 380 | 2920 |  | H | RM | بلبرینگ | 23587200
178 | TD73D001 | خارج زون | 73 | 54.5 | 380 | 2920 |  | H | RM | بلبرینگ | 26535600
179 | UB62D001 | خارج زون | 45 | 85 | 380 | 1475 | 54 | V | RM | بلبرینگ | 23587200
180 | VR04D001 | خارج زون | 15 | 30.5 | 380 |  |  | H | RM | بلبرینگ | 19164600
181 | VR04D002 | خارج زون | 15 | 30.5 | 380 |  |  | H | RM | بلبرینگ | 19164600
182 | VR04D003 | خارج زون | 15 | 30.5 | 380 |  |  | H | RM | بلبرینگ | 19164600
183 | VG11D001 | خارج زون | 800 | 57.5 | 10kv | 990 | 54 | V | RM | بلبرینگ | 117936000
184 | VL62D001 | خارج زون | 5.5 | 11.5 | 380 | 1450 | 55 | H | RM | بلبرینگ | 19164600
185 | VL63D001 | خارج زون | 5.5 | 11.5 | 380 | 1450 | 55 | H | RM | بلبرینگ | 19164600
186 | جمع کل هزینه تعمیرات الکترو موتورها به حروف: پنج میلیاردو نهصدو هفتادو یک میلیون و سیصدو نودو چهار هزارو پانصدو بیست ریال | [9 empty] | 5971394520

## کلی دوار و استاتیک
№ / | منطقه | CAZ/FAZ (CAZ: CONTROL ACCESS ZONE FAZ:FREE ACCESS ZONE) | نوع | Equipment | AKZ/ | R&M TYPE | COMMENT | ValveDiameter | ValveGearBox | ValveDriver | FilterDim&Area | TankDimention | ExchangerDim&Area | PumpNumberOfStage | PumpKind | PumpOutputPressure/ mpa | PumpFlowRate m3/hour | Volume | InstalationStatus | هزینه تعمیرات به ریال
1 | ROTARY | FAZ | tank | BAK | RL12B001 | RM | مخزن روغن سیستم روغنکاری پمپ(تمیزکاری داخل مخزن) | [10 empty] | 3,165 m3 | Horizontal | 114360000
2 | ROTARY | FAZ | tank | BAK | RL22B001 | RM | مخزن روغن سیستم روغنکاری پمپ(تمیزکاری داخل مخزن) | [10 empty] | 3,165 m3 | Horizontal | 114360000
3 | ROTARY | FAZ | tank | BAK | RL32B001 | RM | مخزن روغن سیستم روغنکاری پمپ(تمیزکاری داخل مخزن) | [10 empty] | 3,165 m3 | Horizontal | 114360000
4 | ROTARY | FAZ | tank | BAK | RM11B001 | TS | مخزن روغن سیستم روغنکاری پمپ(تمیزکاری داخل مخزن) | [10 empty] | 0,415 m3 | Horizontal | 66710000
5 | ROTARY | FAZ | tank | BAK | RM12B001 | TS | مخزن روغن سیستم روغنکاری پمپ(تمیزکاری داخل مخزن) | [10 empty] | 0,415 m3 | Horizontal | 66710000
6 | ROTARY | FAZ | tank | BAK | RM13B001 | TS | مخزن روغن سیستم روغنکاری پمپ(تمیزکاری داخل مخزن) | [10 empty] | 0,415 m3 | Horizontal | 66710000
7 | ROTARY | FAZ | tank | BAK | RR12B001 | TS | مخزن روغن سیستم روغنکاری پمپ | [10 empty] | 0,2 m3 | Horizontal | 66710000
8 | ROTARY | FAZ | tank | BAK | RR22B001 | RM | مخزن روغن سیستم روغنکاری پمپ | [10 empty] | 0,2 m3 | Horizontal | 66710000
9 | STATIC | FAZ | tank | BAK | SC10B001 | TS | مخزن روغن(تمیزکاری داخل مخزن روغن) | [10 empty] | 58 m3 | Horizontal | 400260000
10 | STATIC | FAZ | tank | BAK | SC61B001 | TS | مخزن روغن(تمیزکاری داخل مخزن روغن) | [10 empty] | 84m3 |  | 160104000
11 | STATIC | FAZ | tank | BAK | SJ10B001 | TS | مخزن روغن(تمیزکاری داخل مخزن روغن) | [10 empty] | 7 m3 | Horizontal | 114360000
12 | STATIC | FAZ | tank | BAK | SJ80B001 | TS | مخزن روغن(تمیزکاری داخل مخزن روغن) | [10 empty] | 5 m3 | Horizontal | 114360000
13 | STATIC | CAZ | tank | BAK | TA10B003 | OH | دئراتور سیال مدار اول | [10 empty] | 20 m3 | Vertical | 192124800
14 | STATIC | CAZ | tank | BAK | TH20B001 | OH | مخزن آب صنعتی | [10 empty] | 200 m3 | Vertical | 233294400
15 | STATIC | CAZ | tank | BAK | TH20B002 | OH | مخزن آب صنعتی | [10 empty] | 200 m3 | Vertical | 233294400
16 | STATIC | CAZ | tank | BAK | TH30B001 | OH | مخزن آب صنعتی | [10 empty] | 200 m3 | Vertical | 233294400
17 | STATIC | CAZ | tank | BAK | TH30B002 | OH | مخزن آب صنعتی | [10 empty] | 200 m3 | Vertical | 233294400
18 | STATIC | CAZ | tank | BAK | TH40B001 | OH | مخزن آب صنعتی | [10 empty] | 200 m3 | Vertical | 233294400
19 | STATIC | CAZ | tank | BAK | TH40B002 | OH | مخزن آب صنعتی | [10 empty] | 200 m3 | Vertical | 233294400
20 | ROTARY | FAZ | tank | BAK | VC10B001 | RM | مخزن روغن سیستم روغنکاری پمپ(تمیزکاری داخل مخزن) | [10 empty] | 2 m3 |  | 114360000
21 | ROTARY | FAZ | tank | BAK | VC20B001 | RM | مخزن روغن سیستم روغنکاری پمپ(تمیزکاری داخل مخزن) | [10 empty] | 2 m3 |  | 114360000
22 | ROTARY | FAZ | tank | BAK | VC30B001 | RM | مخزن روغن سیستم روغنکاری پمپ(تمیزکاری داخل مخزن) | [10 empty] | 2 m3 |  | 114360000
23 | ROTARY | FAZ | tank | BAK | VC40B001 | RM | مخزن روغن سیستم روغنکاری پمپ(تمیزکاری داخل مخزن) | [10 empty] | 2 m3 |  | 114360000
24 | STATIC | FAZ | tank | BAK | VG14B001 | RM | مخزن آب |  |  |  |  | 4750 мм | [5 empty] | 10 м3 |  | 114360000
25 | STATIC | FAZ | tank | BAK | VJ28B001 | OH | مخزن آب | [10 empty] | 2.0 m3 | Horizontal | 114360000
26 | STATIC | FAZ | VALVE | CONTROL VALVE | RA74S101 | OH |  | 50 | Yes | Electric | [9 empty] | 37738800
27 | STATIC | FAZ | VALVE | CONTROL VALVE | RL62S002 | OH |  | 100 | Yes | Electric | [9 empty] | 12579600
28 | STATIC | FAZ | VALVE | CONTROL VALVE | RQ17S004 | OH |  | 50 | No | Manual | [9 empty] | 12579600
29 | STATIC | CAZ | VALVE | CONTROL VALVE | RQ27S002 | OH |  | 150 | Yes | Manual | [9 empty] | 34582464
30 | STATIC | CAZ | VALVE | CONTROL VALVE | RZ12S001 | OH |  | 80 | Yes | Electric | [9 empty] | 27171936
31 | STATIC | CAZ | VALVE | CONTROL VALVE | TA01S001 | OH |  | 15 | No | Manual | [9 empty] | 23024994
32 | STATIC | CAZ | VALVE | CONTROL VALVE | TA02S001 | OH |  | 15 | No | Manual | [9 empty] | 23024994
33 | STATIC | CAZ | VALVE | CONTROL VALVE | TA03S001 | OH |  | 15 | No | Manual | [9 empty] | 23024994
34 | STATIC | CAZ | VALVE | CONTROL VALVE | TA04S001 | OH |  | 15 | No | Manual | [9 empty] | 23024994
35 | STATIC | CAZ | VALVE | CONTROL VALVE | TA11S002 | OH |  | 100 | Yes | Electric | [9 empty] | 27171936
36 | STATIC | CAZ | VALVE | CONTROL VALVE | TA51S002 | OH |  | 10 | No | Manual | [9 empty] | 23024994
37 | STATIC | CAZ | VALVE | CONTROL VALVE | TA52S002 | OH |  | 10 | No | Manual | [9 empty] | 23024994
38 | STATIC | CAZ | VALVE | CONTROL VALVE | TA53S002 | OH |  | 10 | No | Manual | [9 empty] | 23024994
39 | STATIC | CAZ | VALVE | CONTROL VALVE | TA54S002 | OH |  | 10 | No | Manual | [9 empty] | 23024994
40 | STATIC | CAZ | VALVE | CONTROL VALVE | TS10S015 | OH |  | 15 | No | Manual | [9 empty] | 23024994
41 | STATIC | CAZ | VALVE | CONTROL VALVE | TS10S020 | OH |  | 32 | No | Manual | [9 empty] | 23024994
42 | STATIC | CAZ | VALVE | CONTROL VALVE | TS10S038 | OH |  | 50 | No | Manual | [9 empty] | 27171936
43 | STATIC | CAZ | VALVE | CONTROL VALVE | TS21S033 | OH |  | 50 | Yes | Electric | [9 empty] | 27171936
44 | STATIC | CAZ | VALVE | CONTROL VALVE | TS21S034 | OH |  | 50 | Yes | Electric | [9 empty] | 27171936
45 | STATIC | CAZ | VALVE | CONTROL VALVE | TS22S013 | OH |  | 50 | Yes | Electric | [9 empty] | 27171936
46 | STATIC | CAZ | VALVE | CONTROL VALVE | TW10S022 | OH |  | 10 | No | Manual | [9 empty] | 23024994
47 | STATIC | CAZ | VALVE | CONTROL VALVE | TY31S003 | OH |  | 80 | Yes | Electric | [9 empty] | 27171936
48 | STATIC | CAZ | VALVE | CONTROL VALVE | TY32S003 | OH |  | 80 | Yes | Electric | [9 empty] | 27171936
49 | STATIC | CAZ | VALVE | CONTROL VALVE | UF19S091 | OH |  | 25 | No | Manual | [9 empty] | 23024994
50 | STATIC | FAZ | VALVE | CONTROL VALVE | UF31S006 | OH |  | 40 | No | Manual | [9 empty] | 12579600
51 | STATIC | CAZ | VALVE | CONTROL VALVE | UW20S006 | OH |  | 50 | Yes | Electric | [9 empty] | 27171936
52 | STATIC | FAZ | VALVE | CONTROL VALVE | VJ22S006 | OH |  | 300 | Yes | Electric | [9 empty] | 27446400
53 | ROTARY | FAZ | PUMP | EJECTOR | SN13D001 | RM | [7 empty] | 1 | Centrifugal | 0.0088 | 3200 |  | Horizontal | 120291981
54 | ROTARY | FAZ | PUMP | EJECTOR | SN40D001 | RM | [7 empty] | 1 | Centrifugal | 0.0088 | 3200 |  | Horizontal | 120291981
55 | ROTARY | FAZ | PUMP | EJECTOR | SN70D001 | RM | [7 empty] | 1 | Centrifugal | 0.0015 | 7000 |  | Horizontal | 185064585
56 | ROTARY | FAZ | PUMP | EJECTOR | SN70D002 | RM | [7 empty] | 1 | Centrifugal | 0.0015 | 7000 |  | Horizontal | 185064585
57 | ROTARY | FAZ | FILTER | FILTER | RR11N001 | OH | فیلتر دارای توری | [10 empty] | 0.07 m3 |  | 141806400
58 | ROTARY | FAZ | FILTER | FILTER | RR21N001 | TS | فیلتر دارای توری | [10 empty] | 0.07 m3 | Horizontal | 141806400
59 | STATIC | FAZ | FILTER | FILTER | SS31N001 | OH | فیلتر دارای تعداد 29 عدد دیسک توری به قطر 230میلیمتر می باشد |  |  |  | D=280, H=800 | [6 empty] | 100 m3/h | Vertical | 141806400
60 | STATIC | FAZ | FILTER | FILTER | SS32N001 | OH | فیلتر دارای تعداد 29 عدد دیسک توری به قطر 230میلیمتر می باشد |  |  |  | D=280, H=800 | [6 empty] | 100 m3/h |  | 141806400
61 | STATIC | FAZ | FILTER | FILTER | SS33N001 | OH | فیلتر دارای تعداد 29 عدد دیسک توری به قطر 230میلیمتر می باشد |  |  |  | D=280, H=800 | [6 empty] | 100 m3/h | Vertical | 141806400
62 | STATIC | FAZ | FILTER | FILTER | SS70N001 | OH | فیلتر دارای تعداد 29 عدد دیسک توری به قطر 230میلیمتر می باشد | [10 empty] | 0.06 m3 | Vertical | 141806400
63 | STATIC | FAZ | VALVE | GATE VALVE | UB11S006 | OH |  | 100 | No | Manual | [9 empty] | 18869400
64 | STATIC | FAZ | VALVE | GATE VALVE | UB12S018 | OH |  | 100 | No | Manual | [9 empty] | 18869400
65 | STATIC | FAZ | VALVE | GATE VALVE | UB21S006 | OH |  | 100 | No | Manual | [9 empty] | 18869400
66 | STATIC | FAZ | VALVE | GATE VALVE | UF10S004 | OH |  | 500 | Yes | Manual | [9 empty] | 43456800
67 | STATIC | FAZ | VALVE | GATE VALVE | UF10S005 | OH |  | 500 | Yes | Manual | [9 empty] | 43456800
68 | STATIC | FAZ | VALVE | GATE VALVE | UF10S006 | OH |  | 500 | Yes | Manual | [9 empty] | 43456800
69 | STATIC | FAZ | VALVE | GATE VALVE | VA80S003 | OH |  | 400 | No | Manual | [9 empty] | 43456800
70 | STATIC | FAZ | VALVE | GATE VALVE | VA80S007 | OH |  | 300 | No | Manual | [9 empty] | 27446400
71 | STATIC | FAZ | VALVE | GATE VALVE | VA80S008 | OH |  | 300 | No | Manual | [9 empty] | 27446400
72 | STATIC | FAZ | VALVE | GATE VALVE | VA80S009 | OH |  | 300 | No | Manual | [9 empty] | 27446400
73 | STATIC | FAZ | VALVE | GATE VALVE | VE14S004 | OH | انجام تعمیر اساسی والو پروانه ایی | 400 | Yes | Manual | [9 empty] | 43456800
74 | STATIC | FAZ | VALVE | GATE VALVE | VE22S003 | OH |  | 500 | Yes | Electric | [9 empty] | 43456800
75 | STATIC | FAZ | VALVE | GATE VALVE | VE23S003 | OH |  | 500 | Yes | Electric | [9 empty] | 43456800
76 | STATIC | FAZ | VALVE | GATE VALVE | VE24S004 | OH |  | 400 | Yes | Manual | [9 empty] | 43456800
77 | STATIC | FAZ | VALVE | GATE VALVE | VE34S004 | OH | انجام تعمیر اساسی والو پروانه ایی | 400 | Yes | Manual | [9 empty] | 43456800
78 | STATIC | FAZ | VALVE | GATE VALVE | VE42S003 | OH |  | 500 | Yes | Electric | [9 empty] | 43456800
79 | STATIC | FAZ | VALVE | GATE VALVE | VE44S004 | OH | انجام تعمیر اساسی والو پروانه ایی | 400 | YES | Manual | [9 empty] | 43456800
80 | STATIC | FAZ | VALVE | GATE VALVE | VF11S002 | RM |  | 800 | Yes | Electric | [9 empty] | 27446400
81 | STATIC | FAZ | VALVE | GATE VALVE | VF11S003 | OH |  | 800 | No | no driver | [9 empty] | 59467200
82 | STATIC | FAZ | VALVE | GATE VALVE | VF13S003 | OH |  | 800 | No | no driver | [9 empty] | 59467200
83 | STATIC | FAZ | VALVE | GATE VALVE | VF14S003 | OH |  | 800 | No | no driver | [9 empty] | 59467200
84 | STATIC | FAZ | VALVE | GATE VALVE | VT11S003 | OH |  | 100 | Yes | Electric | [9 empty] | 12579600
85 | ROTARY | FAZ | PUMP | GEAR BOX | VA31D001 | OH | [7 empty] | — | reducing unit | — | — |  | Vertical | 213194403
86 | ROTARY | FAZ | PUMP | GEAR BOX | VA31D002 | OH | [7 empty] | — | reducing unit | — | — |  | Vertical | 213194403
87 | ROTARY | FAZ | PUMP | GEAR BOX | VA32D001 | OH | [7 empty] | — | reducing unit | — | — |  | Vertical | 213194403
88 | ROTARY | FAZ | HEAT EXCHANGER | HEAT EXCHANGER | RL12B002 | RM | مبدل روغن( مدار سمت روغن دارای حجم 145لیتر و سمت آب خنک کننده 120لیر)( تمیزکاری همراه با شست وشو با بخار , انجام تست فشار آبندی) | [10 empty] | 0,0235 m3 | Horizontal | 76240000
89 | ROTARY | FAZ | HEAT EXCHANGER | HEAT EXCHANGER | RL12B003 | TS | مبدل مسیر های آب -آب( تمیزکاری کامل مبدل) | [10 empty] | 0,0235 m3 | Vertical | 76240000
90 | ROTARY | FAZ | HEAT EXCHANGER | HEAT EXCHANGER | RL12B004 | TS | مبدل مسیر های آب -آب( تمیزکاری کامل مبدل) | [10 empty] | 0,0235 m3 | Vertical | 76240000
91 | ROTARY | FAZ | HEAT EXCHANGER | HEAT EXCHANGER | RL22B002 | RM | مبدل روغن( مدار سمت روغن دارای حجم 145لیتر و سمت آب خنک کننده 120لیر)( تمیزکاری همراه با شست وشو با بخار , انجام تست فشار آبندی) | [10 empty] | 0,0235 m3 | Horizontal | 76240000
92 | ROTARY | FAZ | HEAT EXCHANGER | HEAT EXCHANGER | RL22B003 | RM | مبدل مسیر های آب -آب( تمیزکاری کامل مبدل) | [10 empty] | 0,0235 m3 | Vertical | 76240000
93 | ROTARY | FAZ | HEAT EXCHANGER | HEAT EXCHANGER | RL22B004 | TS | مبدل مسیر های آب -آب( تمیزکاری کامل مبدل) | [10 empty] | 0,0235 m3 | Vertical | 76240000
94 | ROTARY | FAZ | HEAT EXCHANGER | HEAT EXCHANGER | RL32B002 | RM | مبدل روغن( مدار سمت روغن دارای حجم 145لیتر و سمت آب خنک کننده 120لیر)( تمیزکاری همراه با شست وشو با بخار , انجام تست فشار آبندی) | [10 empty] | 0,0235 m3 | Horizontal | 76240000
95 | ROTARY | FAZ | HEAT EXCHANGER | HEAT EXCHANGER | RL32B003 | TS | مبدل مسیر های آب -آب( تمیزکاری کامل مبدل) | [10 empty] | 0,0235 m3 | Vertical | 76240000
96 | ROTARY | FAZ | HEAT EXCHANGER | HEAT EXCHANGER | RL32B004 | TS | مبدل مسیر های آب -آب( تمیزکاری کامل مبدل) | [10 empty] | 0,0235 m3 | Vertical | 76240000
97 | ROTARY | FAZ | HEAT EXCHANGER | HEAT EXCHANGER | RM11B002 | TS | مبدل روغن( تمیزکاری همراه با شست وشو با بخار , انجام تست فشار آبندی) | [5 empty] | 38 Litr=حجم داخل پوسته(روغن) 22 Litr=حجم داخل لوله ها(کندانس) |  |  |  |  | 0 | Horizontal | 118172000
98 | ROTARY | FAZ | HEAT EXCHANGER | HEAT EXCHANGER | RM12B002 | TS | مبدل روغن( تمیزکاری همراه با شست وشو با بخار , انجام تست فشار آبندی) | [5 empty] | 38 Litr=حجم داخل پوسته(روغن) 22 Litr=حجم داخل لوله ها(کندانس) |  |  |  |  | 0 | Horizontal | 118172000
99 | ROTARY | FAZ | HEAT EXCHANGER | HEAT EXCHANGER | RM13B002 | TS | مبدل روغن( تمیزکاری همراه با شست وشو با بخار , انجام تست فشار آبندی) | [5 empty] | 38 Litr=حجم داخل پوسته(روغن) 22 Litr=حجم داخل لوله ها(کندانس) |  |  |  |  | 0 | Horizontal | 118172000
100 | STATIC | FAZ | HEAT EXCHANGER | HEAT EXCHANGER | SL11W001 | RM | مبدل روغن( مدار سمت روغن دارای حجم 40.7 لیتر و سمت آب خنک کننده 28لیر)( تمیزکاری همراه با شست وشو با بخار , انجام تست فشار آبندی) | [5 empty] | 28/40.7 Litr |  |  |  |  | 28/40.7 Litr | Horizontal | 228720000
101 | STATIC | FAZ | HEAT EXCHANGER | HEAT EXCHANGER | SL11W002 | RM | مبدل روغن( مدار سمت روغن دارای حجم 40.7 لیتر و سمت آب خنک کننده 28لیر)( تمیزکاری همراه با شست وشو با بخار , انجام تست فشار آبندی) | [5 empty] | 28/40.7 Litr |  |  |  |  | 28/40.7 Litr | Horizontal | 228720000
102 | STATIC | FAZ | HEAT EXCHANGER | HEAT EXCHANGER | SL12W001 | RM | مبدل روغن( مدار سمت روغن دارای حجم 40.7 لیتر و سمت آب خنک کننده 28لیر)( تمیزکاری همراه با شست وشو با بخار , انجام تست فشار آبندی) | [5 empty] | 28/40.7 Litr |  |  |  |  | 28/40.7 Litr | Horizontal | 228720000
103 | STATIC | FAZ | HEAT EXCHANGER | HEAT EXCHANGER | SL12W002 | RM | مبدل روغن( مدار سمت روغن دارای حجم 40.7 لیتر و سمت آب خنک کننده 28لیر)( تمیزکاری همراه با شست وشو با بخار , انجام تست فشار آبندی) | [5 empty] | 28/40.7 Litr |  |  |  |  | 28/40.7 Litr | Horizontal | 228720000
104 | STATIC | FAZ | HEAT EXCHANGER | HEAT EXCHANGER | SL13W001 | RM | مبدل روغن( مدار سمت روغن دارای حجم 40.7 لیتر و سمت آب خنک کننده 28لیر)( تمیزکاری همراه با شست وشو با بخار , انجام تست فشار آبندی) | [5 empty] | 28/40.7 Litr |  |  |  |  | 28/40.7 Litr | Horizontal | 228720000
105 | STATIC | FAZ | HEAT EXCHANGER | HEAT EXCHANGER | SL13W002 | RM | مبدل روغن( مدار سمت روغن دارای حجم 40.7 لیتر و سمت آب خنک کننده 28لیر)( تمیزکاری همراه با شست وشو با بخار , انجام تست فشار آبندی) | [5 empty] | 28/40.7 Litr |  |  |  |  | 28/40.7 Litr | Horizontal | 228720000
106 | STATIC | CAZ | HEAT EXCHANGER | HEAT EXCHANGER | TF10B001 | RM | تعداد تیوب ها 3310عدد و قطر تیوب 19 میلیمتر می باشد. | [5 empty] | 1210 m2 |  |  |  |  | h = 8830 mm | Vertical | 297336000
107 | STATIC | CAZ | HEAT EXCHANGER | HEAT EXCHANGER | TF20B001 | OH | تعداد تیوب ها 3310عدد و قطر تیوب 19 میلیمتر می باشد. | [5 empty] | 1210 m2 |  |  |  |  | h = 8830 mm | Vertical | 297336000
108 | STATIC | CAZ | HEAT EXCHANGER | HEAT EXCHANGER | TF30B001 | OH | تعداد تیوب ها 3310عدد و قطر تیوب 19 میلیمتر می باشد. | [5 empty] | 1210 m2 |  |  |  |  | h = 8830 mm | Vertical | 297336000
109 | STATIC | CAZ | HEAT EXCHANGER | HEAT EXCHANGER | TF40B001 | RM | تعداد تیوب ها 3310عدد و قطر تیوب 19 میلیمتر می باشد. | [5 empty] | 1210 m2 |  |  |  |  | h = 8830 mm | Vertical | 297336000
110 | STATIC | CAZ | HEAT EXCHANGER | HEAT EXCHANGER | TH20B003 | OH | تعداد تیوب ها 2050عدد و قطر تیوب 12 میلیمتر می باشد. | [5 empty] | 501 m2 |  |  |  |  | h = 8540 mm | Vertical | 297336000
111 | STATIC | CAZ | HEAT EXCHANGER | HEAT EXCHANGER | TH30B003 | OH | تعداد تیوب ها 2050عدد و قطر تیوب 12 میلیمتر می باشد. | [5 empty] | 501 m2 |  |  |  |  | h = 8540 mm | Vertical | 297336000
112 | STATIC | CAZ | HEAT EXCHANGER | HEAT EXCHANGER | TH40B003 | OH | تعداد تیوب ها 2050عدد و قطر تیوب 12 میلیمتر می باشد. | [5 empty] | 501 m2 |  |  |  |  | h = 8540 mm | Vertical | 297336000
113 | ROTARY | FAZ | HEAT EXCHANGER | HEAT EXCHANGER | VC10B002 | RM | مبدل روغن( مدار سمت روغن دارای حجم 145لیتر و سمت آب خنک کننده 120لیر)( تمیزکاری همراه با شست وشو با بخار , انجام تست فشار آبندی) | [5 empty] | 0 |  |  |  |  | 0.33 m3 | Horizontal | 320208000
114 | ROTARY | FAZ | HEAT EXCHANGER | HEAT EXCHANGER | VC20B002 | OH | مبدل روغن( مدار سمت روغن دارای حجم 145لیتر و سمت آب خنک کننده 120لیر)( تمیزکاری همراه با شست وشو با بخار , انجام تست فشار آبندی) | [5 empty] | 0 |  |  |  |  | 0.33 m3 | Horizontal | 320208000
115 | ROTARY | FAZ | HEAT EXCHANGER | HEAT EXCHANGER | VC30B002 | RM | مبدل روغن( مدار سمت روغن دارای حجم 145لیتر و سمت آب خنک کننده 120لیر)( تمیزکاری همراه با شست وشو با بخار , انجام تست فشار آبندی) | [5 empty] | 0 |  |  |  |  | 0.33 m3 | Horizontal | 320208000
116 | ROTARY | FAZ | HEAT EXCHANGER | HEAT EXCHANGER | VC40B002 | RM | مبدل روغن( مدار سمت روغن دارای حجم 145لیتر و سمت آب خنک کننده 120لیر)( تمیزکاری همراه با شست وشو با بخار , انجام تست فشار آبندی) | [5 empty] | 0 |  |  |  |  | 0.33 m3 | Horizontal | 320208000
117 | STATIC | FAZ | HEAT EXCHANGER | HEAT EXCHANGER | VG13B001 | RM | تعداد تیوب ها 5400عدد و قطر تیوب 18 میلیمتر می باشد. | [9 empty] | 1,68 м3/с |  |  | 297336000
118 | STATIC | FAZ | HEAT EXCHANGER | HEAT EXCHANGER | VH07B001 | TS | تعداد لوله ها: 2706 قطر: 16.8 ميلي متر حجم 10 تا 12 متر مكعب | [5 empty] | 2656 |  |  |  |  | 10M3 | Horizontal | 297336000
119 | STATIC | FAZ | HEAT EXCHANGER | HEAT EXCHANGER | VH08B001 | TS | تعداد لوله ها: 2706 قطر: 16.8 ميلي متر حجم 10 تا 12 متر مكعب | [5 empty] | 2656 |  |  |  |  | 10M3 | Horizontal | 297336000
120 | STATIC | FAZ | HEAT EXCHANGER | HEAT EXCHANGER | VH09B001 | TS | تعداد لوله ها: 2706 قطر: 16.8 ميلي متر حجم 10 تا 12 متر مكعب | [5 empty] | 2656 |  |  |  |  | 10M3 | Horizontal | 297336000
121 | STATIC | FAZ | HEAT EXCHANGER | HEAT EXCHANGER | VJ10B001 | TS | مبدل صفحه ایی که دارای تعداد 207 عدد صفحه فلزی به ابعاد 960X1880 میلیمتر می باشد | [5 empty] | 344.1m2 |  |  |  |  | 0.592 m3 | Vertical | 320208000
122 | STATIC | FAZ | HEAT EXCHANGER | HEAT EXCHANGER | VJ20B001 | TS | مبدل صفحه ایی که دارای تعداد 207 عدد صفحه فلزی به ابعاد 960X1880 میلیمتر می باشد | [5 empty] | 344.1 m2 |  |  |  |  | 0.592 m3 | Vertical | 320208000
123 | STATIC | FAZ | HEAT EXCHANGER | HEAT EXCHANGER | VJ30B001 | TS | مبدل صفحه ایی که دارای تعداد 207 عدد صفحه فلزی به ابعاد 960X1880 میلیمتر می باشد | [5 empty] | 344.1 m2 |  |  |  |  | 0.592 m3 | Vertical | 320208000
124 | STATIC | FAZ | HEAT EXCHANGER | HEAT EXCHANGER | VJ40B001 | TS | مبدل صفحه ایی که دارای تعداد 207 عدد صفحه فلزی به ابعاد 960X1880 میلیمتر می باشد | [5 empty] | 344.1m2 |  |  |  |  | 0.592 m3 | Vertical | 320208000
125 | STATIC | FAZ | HEAT EXCHANGER | HEAT EXCHANGER | VN21B001 | TS | تعداد لوله ها: 294 قطر: 16.8 ميلي متر حجم 2.5 متر مكعب | [10 empty] | 2.5M3 |  | 228720000
126 | STATIC | FAZ | HEAT EXCHANGER | HEAT EXCHANGER | VN22B001 | TS | تعداد لوله ها: 294 قطر: 16.8 ميلي متر حجم 2.5 متر مكعب | [10 empty] | 2.5M3 |  | 228720000
127 | STATIC | FAZ | HEAT EXCHANGER | HEAT EXCHANGER | VN23B001 | TS | تعداد لوله ها: 294 قطر: 16.8 ميلي متر حجم 2.5 متر مكعب | [10 empty] | 2.5M3 |  | 228720000
128 | ROTARY | FAZ | PUMP | PUMP | GY10D303 | RM | [7 empty] | 1 | Gear pump | 0.4 | 16 |  | Horizontal | 57180000
129 | ROTARY | FAZ | PUMP | PUMP | GY10D304 | RM | [7 empty] | 1 | Gear pump | 0.4 | 16 |  | Horizontal | 57180000
130 | ROTARY | FAZ | PUMP | PUMP | GY11D303 | RM | [7 empty] | 1 | Gear pump | 0.4 | 16 |  | Horizontal | 57180000
131 | ROTARY | FAZ | PUMP | PUMP | GY11D304 | RM | [7 empty] | 1 | Gear pump | 0.4 | 16 |  | Horizontal | 57180000
132 | ROTARY | FAZ | PUMP | PUMP | GY20D303 | RM | [7 empty] | 1 | Gear pump | 0.4 | 16 |  | Horizontal | 57180000
133 | ROTARY | FAZ | PUMP | PUMP | GY20D304 | RM | [7 empty] | 1 | Gear pump | 0.4 | 16 |  | Horizontal | 57180000
134 | ROTARY | FAZ | PUMP | PUMP | GY21D303 | RM | [7 empty] | 1 | Gear pump | 0.4 | 16 |  | Horizontal | 57180000
135 | ROTARY | FAZ | PUMP | PUMP | GY21D304 | RM | [7 empty] | 1 | Gear pump | 0.4 | 16 |  | Horizontal | 57180000
136 | ROTARY | FAZ | PUMP | PUMP | GY30D303 | RM | [7 empty] | 1 | Gear pump | 0.4 | 16 |  | Horizontal | 57180000
137 | ROTARY | FAZ | PUMP | PUMP | GY30D304 | RM | [7 empty] | 1 | Gear pump | 0.4 | 16 |  | Horizontal | 57180000
138 | ROTARY | FAZ | PUMP | PUMP | GY31D303 | RM | [7 empty] | 1 | Gear pump | 0.4 | 16 |  | Horizontal | 57180000
139 | ROTARY | FAZ | PUMP | PUMP | GY31D304 | RM | [7 empty] | 1 | Gear pump | 0.4 | 16 |  | Horizontal | 57180000
140 | ROTARY | FAZ | PUMP | PUMP | GY41D303 | RM | [7 empty] | 1 | Gear pump | 0.4 | 16 |  | Horizontal | 57180000
141 | ROTARY | FAZ | PUMP | PUMP | GY41D304 | RM | [7 empty] | 1 | Gear pump | 0.4 | 16 |  | Horizontal | 57180000
142 | ROTARY | FAZ | PUMP | PUMP | RG12D001 | RM | [7 empty] | 2 | centrifugal | 1,46 | 582 |  | Vertical | 240583962
143 | ROTARY | FAZ | PUMP | PUMP | RG22D001 | RM | [7 empty] | 2 | centrifugal | 1,46 | 582 |  | Vertical | 240583962
144 | ROTARY | FAZ | PUMP | PUMP | RG32D001 | RM | [7 empty] | 2 | centrifugal | 1,46 | 582 |  | Vertical | 240583962
145 | ROTARY | FAZ | PUMP | PUMP | RL12D001-B | RM | بوستر پمپ سیستم آب تغذیه | [6 empty] | 1 | Centrifugal | 1,938 | 3800 |  | Horizontal | 288700753
146 | ROTARY | FAZ | PUMP | PUMP | RL12D001-M | RM | پمپ اصلی آب تغذیه | [6 empty] | 1 | Centrifugal | 6,987 | 3800 |  | Horizontal | 461921204
147 | ROTARY | FAZ | PUMP | PUMP | RL12D002 | RM | [7 empty] | 1 | Gear pump | 0,48 | 12,5 |  | Vertical | 57180000
148 | ROTARY | FAZ | PUMP | PUMP | RL12D003 | RM | [7 empty] | 1 | Gear pump | 0,48 | 12,5 |  | Vertical | 57180000
149 | ROTARY | FAZ | PUMP | PUMP | RL22D001-B | RM | بوستر پمپ سیستم آب تغذیه | [6 empty] | 1 | Centrifugal | 1,938 | 3800 |  | Horizontal | 288700753
150 | ROTARY | FAZ | PUMP | PUMP | RL22D001-M | RM | پمپ اصلی آب تغذیه | [6 empty] | 1 | Centrifugal | 6,987 | 3800 |  | Horizontal | 461921204
151 | ROTARY | FAZ | PUMP | PUMP | RL22D002 | RM | [7 empty] | 1 | Gear pump | 0,48 | 12,5 |  | Vertical | 57180000
152 | ROTARY | FAZ | PUMP | PUMP | RL22D003 | RM | [7 empty] | 1 | Gear pump | 0,48 | 12,5 |  | Vertical | 57180000
153 | ROTARY | FAZ | PUMP | PUMP | RL32D001-B | RM | بوستر پمپ سیستم آب تغذیه | [6 empty] | 1 | Centrifugal | 1,938 | 3800 |  | Horizontal | 288700753
154 | ROTARY | FAZ | PUMP | PUMP | RL32D002 | RM | [7 empty] | 1 | Gear pump | 0,48 | 12,5 |  | Vertical | 57180000
155 | ROTARY | FAZ | PUMP | PUMP | RL32D003 | RM | [7 empty] | 1 | Gear pump | 0,48 | 12,5 |  | Vertical | 57180000
156 | ROTARY | FAZ | PUMP | PUMP | RM11D001 | OH | [7 empty] | 2 | Centrifugal | 0,8 - 2,3 | 2100 |  | Vertical | 481167924
157 | ROTARY | FAZ | PUMP | PUMP | RM11D002 | RM | [7 empty] | 1 | Gear pump | 0,88 | 12,5 |  | Vertical | 57180000
158 | ROTARY | FAZ | PUMP | PUMP | RM11D003 | RM | [7 empty] | 1 | Gear pump | 0,88 | 12,5 |  | Vertical | 57180000
159 | ROTARY | FAZ | PUMP | PUMP | RM12D001 | RM | [7 empty] | 2 | Centrifugal | 0,8 - 2,3 | 2100 |  | Vertical | 240583962
160 | ROTARY | FAZ | PUMP | PUMP | RM12D002 | RM | [7 empty] | 1 | Gear pump | 0,88 | 12,5 |  | Vertical | 57180000
161 | ROTARY | FAZ | PUMP | PUMP | RM12D003 | RM | [7 empty] | 1 | Gear pump | 0,88 | 12,5 |  | Vertical | 57180000
162 | ROTARY | FAZ | PUMP | PUMP | RM13D001 | RM | [7 empty] | 2 | Centrifugal | 0,8 - 2,3 | 2100 |  | Vertical | 240583962
163 | ROTARY | FAZ | PUMP | PUMP | RM13D002 | RM | [7 empty] | 1 | Gear pump | 0,88 | 12,5 |  | Vertical | 57180000
164 | ROTARY | FAZ | PUMP | PUMP | RM13D003 | RM | [7 empty] | 1 | Gear pump | 0,88 | 12,5 |  | Vertical | 57180000
165 | ROTARY | FAZ | PUMP | PUMP | RN13D001 | RM | [7 empty] | 1 | Centrifugal | 2,2 | 100 |  | Horizontal | 76240000
166 | ROTARY | FAZ | PUMP | PUMP | RN23D001 | RM | [7 empty] | 1 | Centrifugal | 2,2 | 100 |  | Horizontal | 76240000
167 | ROTARY | FAZ | PUMP | PUMP | RR12D001 | RM | [7 empty] | 5 | Centrifugal | 10,17 | 170,5 |  | Horizontal | 277596875
168 | ROTARY | FAZ | PUMP | PUMP | RR12D002 | RM | [7 empty] | 1 | Gear pump | 0,3 | 1,98 |  | Vertical | 57180000
169 | ROTARY | FAZ | PUMP | PUMP | RR12D003 | RM | [7 empty] | 1 | Gear pump | 0,3 | 1,98 |  | Vertical | 57180000
170 | ROTARY | FAZ | PUMP | PUMP | RR22D002 | OH | [7 empty] | 1 | Gear pump | 0,3 | 1,98 |  | Vertical | 114360000
171 | ROTARY | FAZ | PUMP | PUMP | RR22D003 | RM | [7 empty] | 1 | Gear pump | 0,3 | 1,98 |  | Vertical | 57180000
172 | ROTARY | FAZ | PUMP | PUMP | RT11D001 | RM | [7 empty] | 1 | Centrifugal | 0,5 | 45 |  | Vertical | 76240000
173 | ROTARY | FAZ | PUMP | PUMP | RT12D001 | RM | [7 empty] | 1 | Centrifugal | 0,5 | 45 |  | Vertical | 76240000
174 | ROTARY | FAZ | PUMP | PUMP | RU12D001 | RM | [7 empty] | 2 | Centrifugal | 1,84 | 58 |  | Horizontal | 76240000
175 | ROTARY | FAZ | PUMP | PUMP | RU22D001 | RM | [7 empty] | 2 | Centrifugal | 1,84 | 58 |  | Horizontal | 76240000
176 | ROTARY | FAZ | PUMP | PUMP | SL11D001 | RM | [7 empty] | 1 | Centrifugal | 0,0076 | 0,075 |  | Horizontal | 57180000
177 | ROTARY | FAZ | PUMP | PUMP | SL12D001 | RM | [7 empty] | 1 | Centrifugal | 0,0076 | 0,075 |  | Horizontal | 57180000
178 | ROTARY | FAZ | PUMP | PUMP | SL13D001 | RM | [7 empty] | 1 | Centrifugal | 0,0076 | 0,075 |  | Horizontal | 57180000
179 | ROTARY | FAZ | PUMP | PUMP | SS11D001 | RM | [7 empty] | 1 | Centrifugal | 0,8 | 320 |  | Horizontal | 92532292
180 | ROTARY | FAZ | PUMP | PUMP | SS12D001 | RM | [7 empty] | 1 | Centrifugal | 0,8 | 320 |  | Horizontal | 92532292
181 | ROTARY | FAZ | PUMP | PUMP | SU11D001 | RM | [7 empty] | 1 | Centrifugal | 1,32 | 38 |  | Horizontal | 76240000
182 | ROTARY | FAZ | PUMP | PUMP | SU12D001 | RM | [7 empty] | 1 | Centrifugal | 1,32 | 38 |  | Horizontal | 76240000
183 | ROTARY | FAZ | PUMP | PUMP | SU13D001 | RM | [7 empty] | 3 | Centrifugal | 2,2 | 38 |  | Horizontal | 76240000
184 | ROTARY | FAZ | PUMP | PUMP | UB61D001 | RM | [7 empty] | 1 | Centrifugal | 0,34 | 120-250 |  | Horizontal | 92532292
185 | ROTARY | FAZ | PUMP | PUMP | UB62D001 | RM | [7 empty] | 1 | Centrifugal | 0,34 | 120-250 |  | Horizontal | 92532292
186 | ROTARY | FAZ | PUMP | PUMP | UD03D001 | OH | [7 empty] | 1 | Centrifugal | 1.8 | 75-170 |  | Horizontal | 185064585
187 | ROTARY | FAZ | PUMP | PUMP | UD13D001 | RM | [7 empty] | 1 | Centrifugal | 1.8 | 75-170 |  | Horizontal | 92532292
188 | ROTARY | FAZ | PUMP | PUMP | UD52D001 | RM | [7 empty] | 1 | Centrifugal | 1.38 | 45 |  | Horizontal | 76240000
189 | ROTARY | FAZ | PUMP | PUMP | UD55D001 | RM | [7 empty] | 1 | Centrifugal | 1.38 | 45 |  | Horizontal | 76240000
190 | ROTARY | FAZ | PUMP | PUMP | UD82D001 | RM | [7 empty] | 1 | Centrifugal | 0,2 | 50 |  | Horizontal | 76240000
191 | ROTARY | FAZ | PUMP | PUMP | UD85D001 | OH | [7 empty] | 1 | Centrifugal | 0,2 | 50 |  | Horizontal | 168778902
192 | ROTARY | FAZ | PUMP | PUMP | UF40D002 | RM | [7 empty] | 1 | Centrifugal | 0,46 | 421,2 |  | Horizontal | 92532292
193 | ROTARY | FAZ | PUMP | PUMP | UF50D002 | RM | [7 empty] | 1 | Centrifugal | 0,46 | 421,2 |  | Horizontal | 92532292
194 | ROTARY | FAZ | PUMP | PUMP | UF60D002 | RM | [7 empty] | 1 | Centrifugal | 0,46 | 421,2 |  | Horizontal | 92532292
195 | ROTARY | FAZ | PUMP | PUMP | UF70D002 | RM | [7 empty] | 1 | Centrifugal | 0,46 | 421,2 |  | Horizontal | 92532292
196 | ROTARY | FAZ | PUMP | PUMP | VC20D001 | RM | [7 empty] | 1 | Centrifugal | 0,165 | 54000 |  | Vertical | 419320000
197 | ROTARY | FAZ | PUMP | PUMP | VC30D001 | RM | [7 empty] | 1 | Centrifugal | 0,165 | 54000 |  | Vertical | 419320000
198 | ROTARY | FAZ | PUMP | PUMP | VC40D001 | RM | [7 empty] | 1 | Centrifugal | 0,165 | 54000 |  | Vertical | 419320000
199 | ROTARY | FAZ | PUMP | PUMP | VE22D001 | RM | [7 empty] | 1 | Centrifugal | 0.27 | 1440 |  | Vertical | 120291981
200 | ROTARY | FAZ | PUMP | PUMP | VE23D001 | RM | [7 empty] | 1 | Centrifugal | 0.27 | 1440 |  | Vertical | 120291981
201 | ROTARY | FAZ | PUMP | PUMP | VE42D001 | RM | [7 empty] | 1 | Centrifugal | 0.27 | 1440 |  | Vertical | 120291981
202 | ROTARY | FAZ | PUMP | PUMP | VE43D001 | RM | [7 empty] | 1 | Centrifugal | 0.27 | 1440 |  | Vertical | 120291981
203 | ROTARY | FAZ | PUMP | PUMP | VF11D001 | RM | [7 empty] | 1 | Centrifugal | 0,288 | 3841 |  | Vertical | 120291981
204 | ROTARY | FAZ | PUMP | PUMP | VF12D001 | RM | [7 empty] | 1 | Centrifugal | 0,288 | 3841 |  | Vertical | 120291981
205 | ROTARY | FAZ | PUMP | PUMP | VF13D001 | RM | [7 empty] | 1 | Centrifugal | 0,288 | 5400 |  | Vertical | 185064585
206 | ROTARY | FAZ | PUMP | PUMP | VH11D001 | OH | [7 empty] | 1 | Centrifugal | 0.42 | 2880 |  | Horizontal | 285900000
207 | ROTARY | FAZ | PUMP | PUMP | VH12D001 | RM | [7 empty] | 1 | Centrifugal | 0.42 | 2880 |  | Horizontal | 240583962
208 | ROTARY | FAZ | PUMP | PUMP | VH13D001 | RM | [7 empty] | 1 | Centrifugal | 0.42 | 2880 |  | Horizontal | 120291981
209 | ROTARY | FAZ | PUMP | PUMP | VL10D001 | RM | [7 empty] | 1 | Centrifugal | 0,16 | 90 |  | Horizontal | 76240000
210 | ROTARY | FAZ | PUMP | PUMP | VL10D002 | RM | [7 empty] | 1 | Centrifugal | 0,16 | 90 |  | Horizontal | 76240000
211 | ROTARY | FAZ | PUMP | PUMP | VL20D001 | RM | [7 empty] | 1 | Centrifugal | 0,16 | 90 |  | Horizontal | 76240000
212 | ROTARY | FAZ | PUMP | PUMP | VL20D002 | RM | [7 empty] | 1 | Centrifugal | 0,16 | 90 |  | Horizontal | 76240000
213 | ROTARY | FAZ | PUMP | PUMP | VL30D001 | RM | [7 empty] | 1 | Centrifugal | 0,16 | 90 |  | Horizontal | 76240000
214 | ROTARY | FAZ | PUMP | PUMP | VL30D002 | RM | [7 empty] | 1 | Centrifugal | 0,16 | 90 |  | Horizontal | 76240000
215 | ROTARY | FAZ | PUMP | PUMP | VL40D001 | RM | [7 empty] | 1 | Centrifugal | 0,16 | 90 |  | Horizontal | 76240000
216 | ROTARY | FAZ | PUMP | PUMP | VL40D002 | RM | [7 empty] | 1 | Centrifugal | 0,16 | 90 |  | Horizontal | 76240000
217 | ROTARY | FAZ | PUMP | PUMP | VL71D001 | RM | [7 empty] | 1 | Centrifugal | 0.2 | 90 |  | Horizontal | 76240000
218 | ROTARY | FAZ | PUMP | PUMP | VL75D001 | RM | [7 empty] | 1 | Centrifugal | 0.2 | 90 |  | Horizontal | 76240000
219 | ROTARY | FAZ | PUMP | PUMP | VN11D001 | RM | [7 empty] | 1 | Centrifugal | 0,306 | 270 |  | Horizontal | 92532292
220 | ROTARY | FAZ | PUMP | PUMP | VN12D001 | RM | [7 empty] | 1 | Centrifugal | 0,306 | 270 |  | Horizontal | 92532292
221 | ROTARY | FAZ | PUMP | PUMP | VN13D001 | RM | [7 empty] | 1 | Centrifugal | 0,306 | 270 |  | Horizontal | 92532292
222 | ROTARY | FAZ | FILTER | ROTATIVE FILTER L=5000 MM | VA31N001 | OH | فیلتر های چرخان که دارای طول 5متر می باشند( به بند 21 شرح خدمات مخازن و فیلترها مراجعه شود) | [12 empty] | 1239807449
223 | ROTARY | FAZ | FILTER | ROTATIVE FILTER L=5000 MM | VA32N001 | OH | فیلتر های چرخان که دارای طول 5متر می باشند( به بند 21 شرح خدمات مخازن و فیلترها مراجعه شود) | [12 empty] | 1121730548
224 | STATIC | FAZ | VALVE | SAFETY VALVE | GY10S509 | RM | دمونتاز شیراطمینان از محل نصب و انتقال به گارگاه جهت تنظیم شیراطمینان | 32 | No | no driver | [9 empty] | 7674997
225 | STATIC | FAZ | VALVE | SAFETY VALVE | GY10S512 | RM | دمونتاز شیراطمینان از محل نصب و انتقال به گارگاه جهت تنظیم شیراطمینان | 32 | No | no driver | [9 empty] | 7674997
226 | STATIC | FAZ | VALVE | SAFETY VALVE | GY11S512 | RM | دمونتاز شیراطمینان از محل نصب و انتقال به گارگاه جهت تنظیم شیراطمینان | 32 | No | no driver | [9 empty] | 7674997
227 | STATIC | FAZ | VALVE | SAFETY VALVE | GY20S509 | RM | دمونتاز شیراطمینان از محل نصب و انتقال به گارگاه جهت تنظیم شیراطمینان | 32 | No | no driver | [9 empty] | 7674997
228 | STATIC | FAZ | VALVE | SAFETY VALVE | GY20S512 | RM | ra | 32 | No | no driver | [9 empty] | 7674997
229 | STATIC | FAZ | VALVE | SAFETY VALVE | GY21S509 | RM | دمونتاز شیراطمینان از محل نصب و انتقال به گارگاه جهت تنظیم شیراطمینان | 32 | No | Manual | [9 empty] | 7674997
230 | STATIC | FAZ | VALVE | SAFETY VALVE | GY21S512 | RM | دمونتاز شیراطمینان از محل نصب و انتقال به گارگاه جهت تنظیم شیراطمینان | 32 | No | Manual | [9 empty] | 7674997
231 | STATIC | FAZ | VALVE | SAFETY VALVE | GY30S509 | RM | دمونتاز شیراطمینان از محل نصب و انتقال به گارگاه جهت تنظیم شیراطمینان | 32 | No | Manual | [9 empty] | 7674997
232 | STATIC | FAZ | VALVE | SAFETY VALVE | GY30S512 | RM | دمونتاز شیراطمینان از محل نصب و انتقال به گارگاه جهت تنظیم شیراطمینان | 32 | No | Manual | [9 empty] | 7674997
233 | STATIC | FAZ | VALVE | SAFETY VALVE | GY31S509 | RM | دمونتاز شیراطمینان از محل نصب و انتقال به گارگاه جهت تنظیم شیراطمینان | 32 | No | Manual | [9 empty] | 7674997
234 | STATIC | FAZ | VALVE | SAFETY VALVE | GY31S512 | RM | دمونتاز شیراطمینان از محل نصب و انتقال به گارگاه جهت تنظیم شیراطمینان | 32 | No | Manual | [9 empty] | 7674997
235 | STATIC | FAZ | VALVE | SAFETY VALVE | GY40S509 | RM | دمونتاز شیراطمینان از محل نصب و انتقال به گارگاه جهت تنظیم شیراطمینان | 32 | No | no driver | [9 empty] | 7674997
236 | STATIC | FAZ | VALVE | SAFETY VALVE | GY40S512 | RM | دمونتاز شیراطمینان از محل نصب و انتقال به گارگاه جهت تنظیم شیراطمینان | 32 | No | no driver | [9 empty] | 7674997
237 | STATIC | FAZ | VALVE | SAFETY VALVE | GY41S509 | RM | دمونتاز شیراطمینان از محل نصب و انتقال به گارگاه جهت تنظیم شیراطمینان | 32 | No | no driver | [9 empty] | 7674997
238 | STATIC | FAZ | VALVE | SAFETY VALVE | GY41S512 | RM | دمونتاز شیراطمینان از محل نصب و انتقال به گارگاه جهت تنظیم شیراطمینان | 32 | No | no driver | [9 empty] | 7674997
239 | STATIC | FAZ | VALVE | SAFETY VALVE | GY50S509 | RM | دمونتاز شیراطمینان از محل نصب و انتقال به گارگاه جهت تنظیم شیراطمینان | 32 | No | no driver | [9 empty] | 7674997
240 | STATIC | FAZ | VALVE | SAFETY VALVE | GY50S512 | RM | دمونتاز شیراطمینان از محل نصب و انتقال به گارگاه جهت تنظیم شیراطمینان | 32 | No | no driver | [9 empty] | 7674997
241 | STATIC | FAZ | VALVE | SAFETY VALVE | RL11S002 | RM | دمونتاز شیراطمینان از محل نصب و انتقال به گارگاه جهت تنظیم شیراطمینان | 50 | No | no driver | [9 empty] | 12579600
242 | STATIC | FAZ | VALVE | SAFETY VALVE | RL21S002 | RM | دمونتاز شیراطمینان از محل نصب و انتقال به گارگاه جهت تنظیم شیراطمینان | 50 | No | no driver | [9 empty] | 12579600
243 | STATIC | FAZ | VALVE | SAFETY VALVE | RL31S002 | RM | دمونتاز شیراطمینان از محل نصب و انتقال به گارگاه جهت تنظیم شیراطمینان | 50 | No | no driver | [9 empty] | 12579600
244 | STATIC | FAZ | VALVE | SAFETY VALVE | RR11S002 | RM | دمونتاز شیراطمینان از محل نصب و انتقال به گارگاه جهت تنظیم شیراطمینان | 50 | No | no driver | [9 empty] | 12579600
245 | STATIC | FAZ | VALVE | SAFETY VALVE | RR12S006 | RM | دمونتاز شیراطمینان از محل نصب و انتقال به گارگاه جهت تنظیم شیراطمینان | 25 | No | no driver | [9 empty] | 7674997
246 | STATIC | FAZ | VALVE | SAFETY VALVE | RR21S002 | RM | دمونتاز شیراطمینان از محل نصب و انتقال به گارگاه جهت تنظیم شیراطمینان | 50 | No | no driver | [9 empty] | 12579600
247 | STATIC | FAZ | VALVE | SAFETY VALVE | RR22S006 | RM | دمونتاز شیراطمینان از محل نصب و انتقال به گارگاه جهت تنظیم شیراطمینان | 25 | No | no driver | [9 empty] | 7674997
248 | STATIC | FAZ | VALVE | SAFETY VALVE | RZ70S001 | RM | دمونتاز شیراطمینان از محل نصب و انتقال به گارگاه جهت تنظیم شیراطمینان | 200 | No | no driver | [9 empty] | 16467840
249 | STATIC | FAZ | VALVE | SAFETY VALVE | RZ70S005 | RM | دمونتاز شیراطمینان از محل نصب و انتقال به گارگاه جهت تنظیم شیراطمینان | 200 | No | no driver | [9 empty] | 16467840
250 | STATIC | CAZ | VALVE | SAFETY VALVE | TH90S007 | OH | دمونتاز شیراطمینان از محل نصب و انتقال به گارگاه جهت تنظیم شیراطمینان | 150 | No | no driver | [9 empty] | 34582464
251 | STATIC | CAZ | VALVE | SAFETY VALVE | TH90S008 | OH | دمونتاز شیراطمینان از محل نصب و انتقال به گارگاه جهت تنظیم شیراطمینان | 150 | No | no driver | [9 empty] | 34582464
252 | STATIC | FAZ | VALVE | SAFETY VALVE | UD30S003 | RM | دمونتاز شیراطمینان از محل نصب و انتقال به گارگاه جهت تنظیم شیراطمینان | 100 | No | Manual | [9 empty] | 12579600
253 | STATIC | FAZ | VALVE | SAFETY VALVE | UF31S041 | RM | دمونتاز شیراطمینان از محل نصب و انتقال به گارگاه جهت تنظیم شیراطمینان | 50 | No | Manual | [9 empty] | 12579600
254 | STATIC | FAZ | VALVE | SAFETY VALVE | UF31S042 | RM | دمونتاز شیراطمینان از محل نصب و انتقال به گارگاه جهت تنظیم شیراطمینان | 50 | No | Manual | [9 empty] | 12579600
255 | STATIC | FAZ | VALVE | SAFETY VALVE | UF31S407 | RM | دمونتاز شیراطمینان از محل نصب و انتقال به گارگاه جهت تنظیم شیراطمینان | 15 | No | no drive | [9 empty] | 7674997
256 | STATIC | FAZ | VALVE | SAFETY VALVE | UF31S408 | RM | دمونتاز شیراطمینان از محل نصب و انتقال به گارگاه جهت تنظیم شیراطمینان | 15 | No | no drive | [9 empty] | 7674997
257 | STATIC | FAZ | VALVE | SAFETY VALVE | UF36S090 | RM | دمونتاز شیراطمینان از محل نصب و انتقال به گارگاه جهت تنظیم شیراطمینان | 50 | No | Manual | [9 empty] | 12579600
258 | STATIC | FAZ | VALVE | SAFETY VALVE | UF36S091 | RM | دمونتاز شیراطمینان از محل نصب و انتقال به گارگاه جهت تنظیم شیراطمینان | 50 | No | Manual | [9 empty] | 12579600
259 | STATIC | FAZ | VALVE | SAFETY VALVE | UF40S004 | RM | دمونتاز شیراطمینان از محل نصب و انتقال به گارگاه جهت تنظیم شیراطمینان | 15 | No | no drive | [9 empty] | 7674997
260 | STATIC | FAZ | VALVE | SAFETY VALVE | UF40S033 | RM | دمونتاز شیراطمینان از محل نصب و انتقال به گارگاه جهت تنظیم شیراطمینان | 15 | No | no drive | [9 empty] | 7674997
261 | STATIC | FAZ | VALVE | SAFETY VALVE | UF50S023 | RM | دمونتاز شیراطمینان از محل نصب و انتقال به گارگاه جهت تنظیم شیراطمینان | 15 | No | no drive | [9 empty] | 7674997
262 | STATIC | FAZ | VALVE | SAFETY VALVE | UF50S033 | RM | دمونتاز شیراطمینان از محل نصب و انتقال به گارگاه جهت تنظیم شیراطمینان | 15 | No | no drive | [9 empty] | 7674997
263 | STATIC | FAZ | VALVE | SAFETY VALVE | UF60S004 | RM | دمونتاز شیراطمینان از محل نصب و انتقال به گارگاه جهت تنظیم شیراطمینان | 15 | No | no drive | [9 empty] | 7674997
264 | STATIC | FAZ | VALVE | SAFETY VALVE | UF60S006 | RM | دمونتاز شیراطمینان از محل نصب و انتقال به گارگاه جهت تنظیم شیراطمینان | 15 | No | no drive | [9 empty] | 7674997
265 | STATIC | FAZ | VALVE | SAFETY VALVE | UF60S023 | RM | دمونتاز شیراطمینان از محل نصب و انتقال به گارگاه جهت تنظیم شیراطمینان | 15 | No | no drive | [9 empty] | 7674997
266 | STATIC | FAZ | VALVE | SAFETY VALVE | UF70S004 | RM | دمونتاز شیراطمینان از محل نصب و انتقال به گارگاه جهت تنظیم شیراطمینان | 15 | No | no drive | [9 empty] | 7674997
267 | STATIC | FAZ | VALVE | SAFETY VALVE | UF70S006 | RM | دمونتاز شیراطمینان از محل نصب و انتقال به گارگاه جهت تنظیم شیراطمینان | 15 | No | no drive | [9 empty] | 7674997
268 | STATIC | FAZ | VALVE | SAFETY VALVE | UF70S023 | RM | دمونتاز شیراطمینان از محل نصب و انتقال به گارگاه جهت تنظیم شیراطمینان | 15 | No | no drive | [9 empty] | 7674997
269 | STATIC | FAZ | VALVE | SAFETY VALVE | VC10S512 | RM | دمونتاز شیراطمینان از محل نصب و انتقال به گارگاه جهت تنظیم شیراطمینان | 65 | No | Manual | [9 empty] | 12579600
270 | STATIC | FAZ | VALVE | SAFETY VALVE | VC20S512 | RM | دمونتاز شیراطمینان از محل نصب و انتقال به گارگاه جهت تنظیم شیراطمینان | 65 | No | Manual | [9 empty] | 12579600
271 | STATIC | FAZ | VALVE | SAFETY VALVE | VC30S512 | RM | دمونتاز شیراطمینان از محل نصب و انتقال به گارگاه جهت تنظیم شیراطمینان | 65 | No | Manual | [9 empty] | 12579600
272 | STATIC | FAZ | VALVE | SAFETY VALVE | VC40S512 | RM | دمونتاز شیراطمینان از محل نصب و انتقال به گارگاه جهت تنظیم شیراطمینان | 65 | No | Manual | [9 empty] | 12579600
273 | STATIC | FAZ | VALVE | SHUT-OFF VALVE | GY10S141 | OH |  | 50 | Yes | Electric | [9 empty] | 12579600
274 | STATIC | FAZ | VALVE | SHUT-OFF VALVE | GY10S142 | OH |  | 50 | No | Manual | [9 empty] | 12579600
275 | STATIC | FAZ | VALVE | SHUT-OFF VALVE | GY10S231 | OH |  | 15 | No | Manual | [9 empty] | 10659719
276 | STATIC | FAZ | VALVE | SHUT-OFF VALVE | GY10S506 | OH |  | 10 | No | Manual | [9 empty] | 10659719
277 | STATIC | FAZ | VALVE | SHUT-OFF VALVE | GY10S507 | OH |  | 10 | No | Manual | [9 empty] | 10659719
278 | STATIC | FAZ | VALVE | SHUT-OFF VALVE | GY10S508 | OH |  | 10 | No | Manual | [9 empty] | 10659719
279 | STATIC | FAZ | VALVE | SHUT-OFF VALVE | GY10S510 | OH |  | 25 | No | Manual | [9 empty] | 10659719
280 | STATIC | FAZ | VALVE | SHUT-OFF VALVE | GY10S513 | OH |  | 32 | No | Manual | [9 empty] | 10659719
281 | STATIC | FAZ | VALVE | SHUT-OFF VALVE | GY10S521 | OH |  | 32 | No | Manual | [9 empty] | 10659719
282 | STATIC | FAZ | VALVE | SHUT-OFF VALVE | GY11S102 | OH |  | 50 | No | Manual | [9 empty] | 12579600
283 | STATIC | FAZ | VALVE | SHUT-OFF VALVE | GY11S231 | OH |  | 15 | No | Manual | [9 empty] | 10659719
284 | STATIC | FAZ | VALVE | SHUT-OFF VALVE | GY11S232 | OH |  | 25 | No | Manual | [9 empty] | 10659719
285 | STATIC | FAZ | VALVE | SHUT-OFF VALVE | GY11S506 | OH |  | 10 | No | Manual | [9 empty] | 10659719
286 | STATIC | FAZ | VALVE | SHUT-OFF VALVE | GY11S507 | OH |  | 10 | No | Manual | [9 empty] | 10659719
287 | STATIC | FAZ | VALVE | SHUT-OFF VALVE | GY11S508 | OH |  | 10 | No | Manual | [9 empty] | 10659719
288 | STATIC | FAZ | VALVE | SHUT-OFF VALVE | GY11S510 | OH |  | 25 | No | Manual | [9 empty] | 10659719
289 | STATIC | FAZ | VALVE | SHUT-OFF VALVE | GY11S513 | OH |  | 32 | No | Manual | [9 empty] | 10659719
290 | STATIC | FAZ | VALVE | SHUT-OFF VALVE | GY20S131 | OH |  | 100 | No | Manual | [9 empty] | 12579600
291 | STATIC | FAZ | VALVE | SHUT-OFF VALVE | GY20S141 | OH |  | 50 | Yes | Electric | [9 empty] | 12579600
292 | STATIC | FAZ | VALVE | SHUT-OFF VALVE | GY20S502 | OH |  | 20 | No | Manual | [9 empty] | 10659719
293 | STATIC | FAZ | VALVE | SHUT-OFF VALVE | GY20S510 | OH |  | 32 | No | Manual | [9 empty] | 10659719
294 | STATIC | FAZ | VALVE | SHUT-OFF VALVE | GY20S513 | OH |  | 32 | No | Manual | [9 empty] | 10659719
295 | STATIC | FAZ | VALVE | SHUT-OFF VALVE | GY20S521 | OH |  | 32 | No | Manual | [9 empty] | 10659719
296 | STATIC | FAZ | VALVE | SHUT-OFF VALVE | GY20S522 | OH |  | 10 | No | Manual | [9 empty] | 10659719
297 | STATIC | FAZ | VALVE | SHUT-OFF VALVE | GY20S523 | OH |  | 10 | No | Manual | [9 empty] | 10659719
298 | STATIC | FAZ | VALVE | SHUT-OFF VALVE | GY21S502 | OH |  | 20 | No | Manual | [9 empty] | 10659719
299 | STATIC | FAZ | VALVE | SHUT-OFF VALVE | GY21S505 | OH |  | 25 | No | Manual | [9 empty] | 10659719
300 | STATIC | FAZ | VALVE | SHUT-OFF VALVE | GY21S510 | OH |  | 32 | No | Manual | [9 empty] | 10659719
301 | STATIC | FAZ | VALVE | SHUT-OFF VALVE | GY21S513 | OH |  | 32 | No | Manual | [9 empty] | 10659719
302 | STATIC | FAZ | VALVE | SHUT-OFF VALVE | GY30S131 | OH |  | 100 | No | Manual | [9 empty] | 12579600
303 | STATIC | FAZ | VALVE | SHUT-OFF VALVE | GY40S141 | OH |  | 50 | Yes | Electric | [9 empty] | 12579600
304 | STATIC | FAZ | VALVE | SHUT-OFF VALVE | GY40S142 | OH |  | 50 | No | Manual | [9 empty] | 12579600
305 | STATIC | FAZ | VALVE | SHUT-OFF VALVE | GY40S231 | OH |  | 15 | No | Manual | [9 empty] | 10659719
306 | STATIC | FAZ | VALVE | SHUT-OFF VALVE | GY40S506 | OH |  | 10 | No | Manual | [9 empty] | 10659719
307 | STATIC | FAZ | VALVE | SHUT-OFF VALVE | GY40S507 | OH |  | 10 | No | Manual | [9 empty] | 10659719
308 | STATIC | FAZ | VALVE | SHUT-OFF VALVE | GY40S508 | OH |  | 10 | No | Manual | [9 empty] | 10659719
309 | STATIC | FAZ | VALVE | SHUT-OFF VALVE | GY40S510 | OH |  | 25 | No | Manual | [9 empty] | 10659719
310 | STATIC | FAZ | VALVE | SHUT-OFF VALVE | GY40S513 | OH |  | 32 | No | Manual | [9 empty] | 10659719
311 | STATIC | FAZ | VALVE | SHUT-OFF VALVE | GY40S521 | OH |  | 32 | No | Manual | [9 empty] | 10659719
312 | STATIC | FAZ | VALVE | SHUT-OFF VALVE | GY41S231 | OH |  | 15 | No | Manual | [9 empty] | 10659719
313 | STATIC | FAZ | VALVE | SHUT-OFF VALVE | GY41S232 | OH |  | 15 | No | Manual | [9 empty] | 10659719
314 | STATIC | FAZ | VALVE | SHUT-OFF VALVE | GY41S506 | OH |  | 10 | No | Manual | [9 empty] | 10659719
315 | STATIC | FAZ | VALVE | SHUT-OFF VALVE | GY41S507 | OH |  | 10 | No | Manual | [9 empty] | 10659719
316 | STATIC | FAZ | VALVE | SHUT-OFF VALVE | GY41S508 | OH |  | 10 | No | Manual | [9 empty] | 10659719
317 | STATIC | FAZ | VALVE | SHUT-OFF VALVE | GY41S510 | OH |  | 25 | No | Manual | [9 empty] | 10659719
318 | STATIC | FAZ | VALVE | SHUT-OFF VALVE | GY41S513 | OH |  | 32 | No | Manual | [9 empty] | 10659719
319 | STATIC | FAZ | VALVE | SHUT-OFF VALVE | RA10S013 | OH | تعمیر اساسی ولو همراه با رفع دیفکت | 32 | Yes | Electric | [9 empty] | 31979156
320 | STATIC | FAZ | VALVE | SHUT-OFF VALVE | RA20S070 | OH |  | 50 | No | Electric | [9 empty] | 37738800
321 | STATIC | FAZ | VALVE | SHUT-OFF VALVE | RA20S072 | OH |  | 50 | No | Electric | [9 empty] | 37738800
322 | STATIC | FAZ | VALVE | SHUT-OFF VALVE | RA40S070 | OH |  | 20 | No | Electric | [9 empty] | 31979156
323 | STATIC | FAZ | VALVE | SHUT-OFF VALVE | RA40S071 | OH |  | 20 | No | Electric | [9 empty] | 31979156
324 | STATIC | FAZ | VALVE | SHUT-OFF VALVE | RA40S072 | OH |  | 20 | No | Electric | [9 empty] | 31979156
325 | STATIC | FAZ | VALVE | SHUT-OFF VALVE | RA40S073 | OH |  | 20 | No | Electric | [9 empty] | 31979156
326 | STATIC | FAZ | VALVE | SHUT-OFF VALVE | RF11S251 | OH |  | 25 | No | Manual | [9 empty] | 10659719
327 | STATIC | FAZ | VALVE | SHUT-OFF VALVE | RG22S201 | OH | تعمیر اساسی ولو همراه با رفع دیفکت | 25 | No | Manual | [9 empty] | 10659719
328 | STATIC | FAZ | VALVE | SHUT-OFF VALVE | RK12S101 | OH |  | 25 | No | Manual | [9 empty] | 10659719
329 | STATIC | FAZ | VALVE | SHUT-OFF VALVE | RK12S259 | OH | تعمیر اساسی ولو همراه با رفع دیفکت | 25 | No | Manual | [9 empty] | 10659719
330 | STATIC | FAZ | VALVE | SHUT-OFF VALVE | RK12S260 | OH | تعمیر اساسی ولو همراه با رفع دیفکت | 25 | No | Manual | [9 empty] | 10659719
331 | STATIC | FAZ | VALVE | SHUT-OFF VALVE | RK22S102 | OH |  | 25 | No | Manual | [9 empty] | 10659719
332 | STATIC | FAZ | VALVE | SHUT-OFF VALVE | RK52S201 | OH |  | 20 | No | Manual | [9 empty] | 10659719
333 | STATIC | FAZ | VALVE | SHUT-OFF VALVE | RL33S801 | OH |  | 20 | No | Manual | [9 empty] | 10659719
334 | STATIC | FAZ | VALVE | SHUT-OFF VALVE | RL33S802 | OH | تعمیر اساسی ولو همراه با رفع دیفکت | 20 | No | Manual | [9 empty] | 10659719
335 | STATIC | FAZ | VALVE | SHUT-OFF VALVE | RL72S006 | OH |  | 25 | No | Manual | [9 empty] | 10659719
336 | STATIC | FAZ | VALVE | SHUT-OFF VALVE | RM61S001 | RM |  | 100 | Yes | Electric | [9 empty] | 12579600
337 | STATIC | FAZ | VALVE | SHUT-OFF VALVE | RM61S002 | OH |  | 100 | Yes | Electric | [9 empty] | 12579600
338 | STATIC | FAZ | VALVE | SHUT-OFF VALVE | RM80S203 | OH |  | 50 | No | Manual | [9 empty] | 12579600
339 | STATIC | FAZ | VALVE | SHUT-OFF VALVE | RM80S204 | OH | تعمیر اساسی ولو همراه با رفع دیفکت | 50 | No | Manual | [9 empty] | 12579600
340 | STATIC | FAZ | VALVE | SHUT-OFF VALVE | RQ03S101 | OH |  | 150 | Yes | Electric | [9 empty] | 16010400
341 | STATIC | CAZ | VALVE | SHUT-OFF VALVE | RQ50S001 | OH |  | 50 | No | Manual | [9 empty] | 27171936
342 | STATIC | CAZ | VALVE | SHUT-OFF VALVE | RQ60S001 | OH |  | 100 | Yes | Manual | [9 empty] | 27171936
343 | STATIC | CAZ | VALVE | SHUT-OFF VALVE | RQ60S004 | OH |  | 80 | Yes | Electric | [9 empty] | 27171936
344 | STATIC | CAZ | VALVE | SHUT-OFF VALVE | RQ70S001 | OH |  | 100 | Yes | Manual | [9 empty] | 27171936
345 | STATIC | CAZ | VALVE | SHUT-OFF VALVE | RQ70S004 | OH |  | 80 | Yes | Electric | [9 empty] | 27171936
346 | STATIC | CAZ | VALVE | SHUT-OFF VALVE | RQ80S002 | OH |  | 80 | Yes | Electric | [9 empty] | 27171936
347 | STATIC | CAZ | VALVE | SHUT-OFF VALVE | RQ81S001 | OH |  | 80 | Yes | Electric | [9 empty] | 27171936
348 | STATIC | FAZ | VALVE | SHUT-OFF VALVE | RU11S001 | OH |  | 100 | No | Manual | [9 empty] | 12579600
349 | STATIC | FAZ | VALVE | SHUT-OFF VALVE | RU12S002 | OH |  | 100 | Yes | Electric | [9 empty] | 12579600
350 | STATIC | FAZ | VALVE | SHUT-OFF VALVE | RU21S001 | OH |  | 100 | No | Manual | [9 empty] | 12579600
351 | STATIC | FAZ | VALVE | SHUT-OFF VALVE | RU22S002 | OH |  | 100 | Yes | Electric | [9 empty] | 12579600
352 | STATIC | CAZ | VALVE | SHUT-OFF VALVE | RV61S005 | OH |  | 10 | Yes | Electric | [9 empty] | 23024994
353 | STATIC | CAZ | VALVE | SHUT-OFF VALVE | RV61S006 | OH |  | 10 | Yes | Electric | [9 empty] | 23024994
354 | STATIC | CAZ | VALVE | SHUT-OFF VALVE | RV61S009 | OH |  | 10 | Yes | Electric | [9 empty] | 23024994
355 | STATIC | CAZ | VALVE | SHUT-OFF VALVE | RV61S010 | OH |  | 10 | Yes | Electric | [9 empty] | 23024994
356 | STATIC | CAZ | VALVE | SHUT-OFF VALVE | RV61S011 | OH |  | 10 | Yes | Electric | [9 empty] | 23024994
357 | STATIC | CAZ | VALVE | SHUT-OFF VALVE | RY10S001 | OH |  | 80 | Yes | Electric | [9 empty] | 27171936
358 | STATIC | CAZ | VALVE | SHUT-OFF VALVE | RY10S002 | OH |  | 80 | Yes | Electric | [9 empty] | 54343872
359 | STATIC | CAZ | VALVE | SHUT-OFF VALVE | RZ11S001 | OH |  | 80 | Yes | Electric | [9 empty] | 54343872
360 | STATIC | CAZ | VALVE | SHUT-OFF VALVE | RZ11S002 | OH |  | 80 | Yes | Electric | [9 empty] | 54343872
361 | STATIC | CAZ | VALVE | SHUT-OFF VALVE | RZ11S004 | OH |  | 80 | Yes | Electric | [9 empty] | 54343872
362 | STATIC | CAZ | VALVE | SHUT-OFF VALVE | RZ11S005 | OH |  | 80 | Yes | Electric | [9 empty] | 54343872
363 | STATIC | CAZ | VALVE | SHUT-OFF VALVE | RZ11S006 | OH |  | 80 | Yes | Electric | [9 empty] | 54343872
364 | STATIC | CAZ | VALVE | SHUT-OFF VALVE | RZ11S007 | OH |  | 80 | Yes | Electric | [9 empty] | 27171936
365 | STATIC | CAZ | VALVE | SHUT-OFF VALVE | RZ11S008 | OH |  | 25 | Yes | Manual | [9 empty] | 46049988
366 | STATIC | CAZ | VALVE | SHUT-OFF VALVE | RZ11S009 | OH |  | 80 | Yes | Electric | [9 empty] | 54343872
367 | STATIC | CAZ | VALVE | SHUT-OFF VALVE | RZ12S002 | OH |  | 80 | Yes | Electric | [9 empty] | 54343872
368 | STATIC | CAZ | VALVE | SHUT-OFF VALVE | RZ21S001 | OH |  | 80 | Yes | Electric | [9 empty] | 54343872
369 | STATIC | CAZ | VALVE | SHUT-OFF VALVE | RZ31S006 | OH |  | 80 | Yes | Electric | [9 empty] | 27171936
370 | STATIC | CAZ | VALVE | SHUT-OFF VALVE | RZ41S006 | OH |  | 80 | Yes | Electric | [9 empty] | 27171936
371 | STATIC | CAZ | VALVE | SHUT-OFF VALVE | RZ53S003 | OH |  | 100 | Yes | Manual | [9 empty] | 27171936
372 | STATIC | FAZ | VALVE | SHUT-OFF VALVE | SN102S103 | OH | تعمیر اساسی ولو همراه با رفع دیفکت | 25 | No | Manual | [9 empty] | 10659719
373 | STATIC | CAZ | VALVE | SHUT-OFF VALVE | TA10S001 | OH |  | 100 | No | Electric | [9 empty] | 27171936
374 | STATIC | CAZ | VALVE | SHUT-OFF VALVE | TA10S009 | OH |  | 15 | No | Manual | [9 empty] | 23024994
375 | STATIC | CAZ | VALVE | SHUT-OFF VALVE | TA10S011 | OH |  | 25 | No | Manual | [9 empty] | 23024994
376 | STATIC | CAZ | VALVE | SHUT-OFF VALVE | TA12S001 | OH |  | 100 | Yes | Electric | [9 empty] | 27171936
377 | STATIC | CAZ | VALVE | SHUT-OFF VALVE | TA40S007 | OH |  | 100 | Yes | Electric | [9 empty] | 27171936
378 | STATIC | CAZ | VALVE | SHUT-OFF VALVE | TA40S008 | OH |  | 50 | Yes | Electric | [9 empty] | 27171936
379 | STATIC | CAZ | VALVE | SHUT-OFF VALVE | TA40S009 | OH |  | 100 | Yes | Electric | [9 empty] | 27171936
380 | STATIC | CAZ | VALVE | SHUT-OFF VALVE | TA41S001 | OH |  | 100 | Yes | Electric | [9 empty] | 27171936
381 | STATIC | CAZ | VALVE | SHUT-OFF VALVE | TA42S001 | OH |  | 100 | Yes | Electric | [9 empty] | 27171936
382 | STATIC | CAZ | VALVE | SHUT-OFF VALVE | TA53S001 | OH |  | 25 | No | Electric | [9 empty] | 23024994
383 | STATIC | CAZ | VALVE | SHUT-OFF VALVE | TA61S002 | OH |  | 32 | Yes | Electric | [9 empty] | 23024994
384 | STATIC | CAZ | VALVE | SHUT-OFF VALVE | TA62S001 | OH |  | 32 | Yes | Electric | [9 empty] | 23024994
385 | STATIC | CAZ | VALVE | SHUT-OFF VALVE | TA62S002 | OH |  | 32 | Yes | Electric | [9 empty] | 23024994
386 | STATIC | CAZ | VALVE | SHUT-OFF VALVE | TA63S001 | OH |  | 32 | Yes | Electric | [9 empty] | 23024994
387 | STATIC | CAZ | VALVE | SHUT-OFF VALVE | TA63S002 | OH |  | 32 | Yes | Electric | [9 empty] | 23024994
388 | STATIC | CAZ | VALVE | SHUT-OFF VALVE | TA64S001 | OH |  | 32 | Yes | Electric | [9 empty] | 23024994
389 | STATIC | CAZ | VALVE | SHUT-OFF VALVE | TA64S002 | OH |  | 32 | Yes | Electric | [9 empty] | 23024994
390 | STATIC | CAZ | VALVE | SHUT-OFF VALVE | TA80S002 | OH |  | 15 | No | Electric | [9 empty] | 23024994
391 | STATIC | CAZ | VALVE | SHUT-OFF VALVE | TA81S001 | OH |  | 50 | Yes | Electric | [9 empty] | 27171936
392 | STATIC | CAZ | VALVE | SHUT-OFF VALVE | TA83S001 | OH |  | 50 | Yes | Electric | [9 empty] | 27171936
393 | STATIC | CAZ | VALVE | SHUT-OFF VALVE | TB20S011 | OH |  | 100 | Yes | Electric | [9 empty] | 27171936
394 | STATIC | CAZ | VALVE | SHUT-OFF VALVE | TB20S012 | OH |  | 80 | Yes | Electric | [9 empty] | 27171936
395 | STATIC | CAZ | VALVE | SHUT-OFF VALVE | TB20S013 | OH |  | 50 | Yes | Electric | [9 empty] | 27171936
396 | STATIC | CAZ | VALVE | SHUT-OFF VALVE | TB20S019 | OH |  | 50 | Yes | Manual | [9 empty] | 27171936
397 | STATIC | CAZ | VALVE | SHUT-OFF VALVE | TB21S003 | OH |  | 100 | Yes | Electric | [9 empty] | 27171936
398 | STATIC | CAZ | VALVE | SHUT-OFF VALVE | TB21S005 | OH |  | 50 | Yes | Electric | [9 empty] | 27171936
399 | STATIC | CAZ | VALVE | SHUT-OFF VALVE | TB22S003 | OH |  | 100 | Yes | Electric | [9 empty] | 27171936
400 | STATIC | CAZ | VALVE | SHUT-OFF VALVE | TB22S005 | OH |  | 50 | Yes | Electric | [9 empty] | 27171936
401 | STATIC | CAZ | VALVE | SHUT-OFF VALVE | TD10S004 | OH |  | 80 | Yes | Manual | [9 empty] | 27171936
402 | STATIC | CAZ | VALVE | SHUT-OFF VALVE | TD10S007 | OH |  | 80 | Yes | Manual | [9 empty] | 27171936
403 | STATIC | CAZ | VALVE | SHUT-OFF VALVE | TD11S002 | OH |  | 150 | Yes | Manual | [9 empty] | 34582464
404 | STATIC | CAZ | VALVE | SHUT-OFF VALVE | TD11S003 | OH |  | 100 | Yes | Electric | [9 empty] | 27171936
405 | STATIC | CAZ | VALVE | SHUT-OFF VALVE | TD12S002 | OH |  | 150 | Yes | Manual | [9 empty] | 34582464
406 | STATIC | CAZ | VALVE | SHUT-OFF VALVE | TD12S003 | OH |  | 100 | Yes | Electric | [9 empty] | 27171936
407 | STATIC | CAZ | VALVE | SHUT-OFF VALVE | TD12S008 | OH |  | 80 | Yes | Electric | [9 empty] | 27171936
408 | STATIC | CAZ | VALVE | SHUT-OFF VALVE | TD13S002 | OH |  | 150 | Yes | Manual | [9 empty] | 34582464
409 | STATIC | CAZ | VALVE | SHUT-OFF VALVE | TD13S003 | OH |  | 100 | Yes | Electric | [9 empty] | 27171936
410 | STATIC | CAZ | VALVE | SHUT-OFF VALVE | TD14S002 | OH |  | 150 | Yes | Electric | [9 empty] | 34582464
411 | STATIC | CAZ | VALVE | SHUT-OFF VALVE | TD14S003 | OH |  | 100 | Yes | Manual | [9 empty] | 27171936
412 | STATIC | CAZ | VALVE | SHUT-OFF VALVE | TD15S002 | OH |  | 150 | Yes | Electric | [9 empty] | 34582464
413 | STATIC | CAZ | VALVE | SHUT-OFF VALVE | TD15S003 | OH |  | 100 | Yes | Manual | [9 empty] | 27171936
414 | STATIC | CAZ | VALVE | SHUT-OFF VALVE | TD16S002 | OH |  | 150 | Yes | Electric | [9 empty] | 34582464
415 | STATIC | CAZ | VALVE | SHUT-OFF VALVE | TD16S003 | OH |  | 100 | Yes | Manual | [9 empty] | 27171936
416 | STATIC | CAZ | VALVE | SHUT-OFF VALVE | TD21S001 | OH |  | 100 | Yes | Manual | [9 empty] | 27171936
417 | STATIC | CAZ | VALVE | SHUT-OFF VALVE | TD21S003 | OH |  | 50 | Yes | Manual | [9 empty] | 27171936
418 | STATIC | CAZ | VALVE | SHUT-OFF VALVE | TD22S001 | OH |  | 100 | Yes | Manual | [9 empty] | 27171936
419 | STATIC | CAZ | VALVE | SHUT-OFF VALVE | TD22S003 | OH |  | 50 | Yes | Manual | [9 empty] | 27171936
420 | STATIC | CAZ | VALVE | SHUT-OFF VALVE | TD22S004 | OH |  | 50 | Yes | Manual | [9 empty] | 27171936
421 | STATIC | CAZ | VALVE | SHUT-OFF VALVE | TD51S056 | OH |  | 50 | Yes | Electric | [9 empty] | 27171936
422 | STATIC | CAZ | VALVE | SHUT-OFF VALVE | TD71S001 | OH |  | 100 | Yes | Manual | [9 empty] | 27171936
423 | STATIC | CAZ | VALVE | SHUT-OFF VALVE | TD71S003 | OH |  | 80 | Yes | Electric | [9 empty] | 27171936
424 | STATIC | CAZ | VALVE | SHUT-OFF VALVE | TD72S001 | OH |  | 100 | Yes | Manual | [9 empty] | 27171936
425 | STATIC | CAZ | VALVE | SHUT-OFF VALVE | TD73S003 | OH |  | 80 | Yes | Electric | [9 empty] | 27171936
426 | STATIC | CAZ | VALVE | SHUT-OFF VALVE | TE10S028 | OH |  | 32 | Yes | Electric | [9 empty] | 23024994
427 | STATIC | CAZ | VALVE | SHUT-OFF VALVE | TE10S029 | OH |  | 32 | Yes | Electric | [9 empty] | 23024994
428 | STATIC | CAZ | VALVE | SHUT-OFF VALVE | TE10S032 | OH |  | 32 | Yes | Electric | [9 empty] | 23024994
429 | STATIC | CAZ | VALVE | SHUT-OFF VALVE | TE10S033 | OH |  | 32 | Yes | Electric | [9 empty] | 23024994
430 | STATIC | CAZ | VALVE | SHUT-OFF VALVE | TE20S041 | OH |  | 32 | Yes | Electric | [9 empty] | 23024994
431 | STATIC | CAZ | VALVE | SHUT-OFF VALVE | TE20S045 | OH |  | 32 | Yes | Electric | [9 empty] | 23024994
432 | STATIC | CAZ | VALVE | SHUT-OFF VALVE | TE30S004 | OH |  | 32 | Yes | Electric | [9 empty] | 23024994
433 | STATIC | CAZ | VALVE | SHUT-OFF VALVE | TF20S024 | OH |  | 80 | Yes | Manual | [9 empty] | 27171936
434 | STATIC | CAZ | VALVE | SHUT-OFF VALVE | TF51S001 | OH |  | 50 | Yes | Electric | [9 empty] | 27171936
435 | STATIC | CAZ | VALVE | SHUT-OFF VALVE | TF61S001 | OH |  | 150 | Yes | Electric | [9 empty] | 34582464
436 | STATIC | CAZ | VALVE | SHUT-OFF VALVE | TF61S002 | OH |  | 150 | Yes | Electric | [9 empty] | 34582464
437 | STATIC | CAZ | VALVE | SHUT-OFF VALVE | TF62S003 | OH |  | 150 | Yes | Electric | [9 empty] | 34582464
438 | STATIC | CAZ | VALVE | SHUT-OFF VALVE | TF64S001 | OH |  | 150 | Yes | Electric | [9 empty] | 34582464
439 | STATIC | CAZ | VALVE | SHUT-OFF VALVE | TF67S001 | OH |  | 50 | Yes | Manual | [9 empty] | 27171936
440 | STATIC | CAZ | VALVE | SHUT-OFF VALVE | TF67S002 | OH |  | 50 | Yes | Manual | [9 empty] | 27171936
441 | STATIC | CAZ | VALVE | SHUT-OFF VALVE | TF71S001 | OH |  | 100 | Yes | Electric | [9 empty] | 27171936
442 | STATIC | CAZ | VALVE | SHUT-OFF VALVE | TF71S002 | OH |  | 100 | Yes | Electric | [9 empty] | 27171936
443 | STATIC | CAZ | VALVE | SHUT-OFF VALVE | TF72S001 | OH |  | 100 | Yes | Electric | [9 empty] | 27171936
444 | STATIC | CAZ | VALVE | SHUT-OFF VALVE | TF72S002 | OH |  | 100 | Yes | Electric | [9 empty] | 27171936
445 | STATIC | CAZ | VALVE | SHUT-OFF VALVE | TF73S001 | OH |  | 100 | Yes | Electric | [9 empty] | 27171936
446 | STATIC | CAZ | VALVE | SHUT-OFF VALVE | TF73S002 | OH |  | 100 | Yes | Electric | [9 empty] | 27171936
447 | STATIC | CAZ | VALVE | SHUT-OFF VALVE | TF74S001 | OH |  | 100 | Yes | Electric | [9 empty] | 27171936
448 | STATIC | CAZ | VALVE | SHUT-OFF VALVE | TF80S124 | OH |  | 15 | No | Manual | [9 empty] | 23024994
449 | STATIC | CAZ | VALVE | SHUT-OFF VALVE | TF80S125 | OH |  | 15 | No | Manual | [9 empty] | 23024994
450 | STATIC | CAZ | VALVE | SHUT-OFF VALVE | TF90S017 | OH | تعمیر اساسی ولو همراه با رفع دیفکت | 32 | Yes | Electric | [9 empty] | 23024994
451 | STATIC | CAZ | VALVE | SHUT-OFF VALVE | TG32S011 | OH |  | 50 | Yes | Manual | [9 empty] | 27171936
452 | STATIC | CAZ | VALVE | SHUT-OFF VALVE | TG32S019 | OH |  | 50 | Yes | Manual | [9 empty] | 27171936
453 | STATIC | CAZ | VALVE | SHUT-OFF VALVE | TG32S028 | OH |  | 100 | Yes | Electric | [9 empty] | 27171936
454 | STATIC | CAZ | VALVE | SHUT-OFF VALVE | TH70S001 | OH |  | 150 | Yes | Electric | [9 empty] | 34582464
455 | STATIC | CAZ | VALVE | SHUT-OFF VALVE | TH90S009 | OH |  | 15 | No | Manual | [9 empty] | 23024994
456 | STATIC | CAZ | VALVE | SHUT-OFF VALVE | TK10S002 | OH |  | 50 | Yes | Electric | [9 empty] | 27171936
457 | STATIC | CAZ | VALVE | SHUT-OFF VALVE | TK10S005 | OH |  | 50 | Yes | Electric | [9 empty] | 27171936
458 | STATIC | CAZ | VALVE | SHUT-OFF VALVE | TK11S002 | OH |  | 50 | Yes | Electric | [9 empty] | 27171936
459 | STATIC | CAZ | VALVE | SHUT-OFF VALVE | TK11S005 | OH |  | 50 | Yes | Electric | [9 empty] | 27171936
460 | STATIC | CAZ | VALVE | SHUT-OFF VALVE | TK11S006 | OH |  | 50 | Yes | Electric | [9 empty] | 27171936
461 | STATIC | CAZ | VALVE | SHUT-OFF VALVE | TK15S001 | OH |  | 50 | Yes | Manual | [9 empty] | 27171936
462 | STATIC | CAZ | VALVE | SHUT-OFF VALVE | TK30S001 | OH |  | 50 | No | Manual | [9 empty] | 27171936
463 | STATIC | CAZ | VALVE | SHUT-OFF VALVE | TK40S002 | OH |  | 25 | Yes | Electric | [9 empty] | 23024994
464 | STATIC | CAZ | VALVE | SHUT-OFF VALVE | TK64S001 | OH |  | 25 | Yes | Electric | [9 empty] | 23024994
465 | STATIC | CAZ | VALVE | SHUT-OFF VALVE | TK64S002 | OH |  | 25 | No | Manual | [9 empty] | 23024994
466 | STATIC | CAZ | VALVE | SHUT-OFF VALVE | TN10S001 | OH |  | 50 | Yes | Electric | [9 empty] | 27171936
467 | STATIC | CAZ | VALVE | SHUT-OFF VALVE | TN10S002 | OH |  | 50 | Yes | Manual | [9 empty] | 27171936
468 | STATIC | CAZ | VALVE | SHUT-OFF VALVE | TN30S001 | OH |  | 50 | Yes | Manual | [9 empty] | 27171936
469 | STATIC | CAZ | VALVE | SHUT-OFF VALVE | TN30S002 | OH |  | 50 | Yes | Electric | [9 empty] | 27171936
470 | STATIC | CAZ | VALVE | SHUT-OFF VALVE | TR67S002 | OH |  | 100 | Yes | Electric | [9 empty] | 27171936
471 | STATIC | CAZ | VALVE | SHUT-OFF VALVE | TR71S005 | OH |  | 100 | Yes | Manual | [9 empty] | 27171936
472 | STATIC | CAZ | VALVE | SHUT-OFF VALVE | TR72S005 | OH |  | 100 | Yes | Manual | [9 empty] | 27171936
473 | STATIC | CAZ | VALVE | SHUT-OFF VALVE | TS10S003 | OH |  | 80 | Yes | Electric | [9 empty] | 27171936
474 | STATIC | CAZ | VALVE | SHUT-OFF VALVE | TS10S008 | OH |  | 25 | Yes | Electric | [9 empty] | 23024994
475 | STATIC | CAZ | VALVE | SHUT-OFF VALVE | TS10S009 | OH |  | 15 | No | Manual | [9 empty] | 23024994
476 | STATIC | CAZ | VALVE | SHUT-OFF VALVE | TS10S010 | OH |  | 15 | No | Manual | [9 empty] | 23024994
477 | STATIC | CAZ | VALVE | SHUT-OFF VALVE | TS10S011 | OH |  | 15 | No | Manual | [9 empty] | 23024994
478 | STATIC | CAZ | VALVE | SHUT-OFF VALVE | TS10S012 | OH |  | 15 | No | Manual | [9 empty] | 23024994
479 | STATIC | CAZ | VALVE | SHUT-OFF VALVE | TS10S013 | OH |  | 15 | No | Manual | [9 empty] | 23024994
480 | STATIC | CAZ | VALVE | SHUT-OFF VALVE | TS10S017 | OH |  | 50 | Yes | Electric | [9 empty] | 27171936
481 | STATIC | CAZ | VALVE | SHUT-OFF VALVE | TS10S019 | OH |  | 15 | No | Manual | [9 empty] | 23024994
482 | STATIC | CAZ | VALVE | SHUT-OFF VALVE | TS10S023 | OH |  | 25 | Yes | Electric | [9 empty] | 23024994
483 | STATIC | CAZ | VALVE | SHUT-OFF VALVE | TS10S024 | OH |  | 50 | Yes | Electric | [9 empty] | 27171936
484 | STATIC | CAZ | VALVE | SHUT-OFF VALVE | TS10S030 | OH |  | 50 | Yes | Electric | [9 empty] | 27171936
485 | STATIC | CAZ | VALVE | SHUT-OFF VALVE | TS10S032 | OH |  | 50 | Yes | Electric | [9 empty] | 27171936
486 | STATIC | CAZ | VALVE | SHUT-OFF VALVE | TS10S033 | OH |  | 50 | Yes | Electric | [9 empty] | 27171936
487 | STATIC | CAZ | VALVE | SHUT-OFF VALVE | TS10S034 | OH |  | 50 | Yes | Electric | [9 empty] | 27171936
488 | STATIC | CAZ | VALVE | SHUT-OFF VALVE | TS10S036 | OH |  | 25 | Yes | Electric | [9 empty] | 23024994
489 | STATIC | CAZ | VALVE | SHUT-OFF VALVE | TS10S043 | OH |  | 15 | No | Manual | [9 empty] | 23024994
490 | STATIC | CAZ | VALVE | SHUT-OFF VALVE | TS10S044 | OH |  | 15 | No | Manual | [9 empty] | 23024994
491 | STATIC | CAZ | VALVE | SHUT-OFF VALVE | TS10S045 | OH |  | 15 | No | Manual | [9 empty] | 23024994
492 | STATIC | CAZ | VALVE | SHUT-OFF VALVE | TS10S046 | OH |  | 15 | No | Manual | [9 empty] | 23024994
493 | STATIC | CAZ | VALVE | SHUT-OFF VALVE | TS10S047 | OH |  | 15 | No | Manual | [9 empty] | 23024994
494 | STATIC | CAZ | VALVE | SHUT-OFF VALVE | TS10S048 | OH |  | 15 | No | Manual | [9 empty] | 23024994
495 | STATIC | CAZ | VALVE | SHUT-OFF VALVE | TS10S049 | OH |  | 15 | No | Manual | [9 empty] | 23024994
496 | STATIC | CAZ | VALVE | SHUT-OFF VALVE | TS10S203 | OH |  | 15 | No | Manual | [9 empty] | 23024994
497 | STATIC | CAZ | VALVE | SHUT-OFF VALVE | TS11S001 | OH |  | 15 | Yes | Electric | [9 empty] | 23024994
498 | STATIC | CAZ | VALVE | SHUT-OFF VALVE | TS13S001 | OH |  | 15 | Yes | Electric | [9 empty] | 23024994
499 | STATIC | CAZ | VALVE | SHUT-OFF VALVE | TS14S001 | OH |  | 80 | Yes | Electric | [9 empty] | 27171936
500 | STATIC | CAZ | VALVE | SHUT-OFF VALVE | TS14S002 | OH |  | 80 | Yes | Electric | [9 empty] | 27171936
501 | STATIC | CAZ | VALVE | SHUT-OFF VALVE | TS15S001 | OH |  | 80 | Yes | Electric | [9 empty] | 27171936
502 | STATIC | CAZ | VALVE | SHUT-OFF VALVE | TS15S002 | OH |  | 80 | Yes | Electric | [9 empty] | 27171936
503 | STATIC | CAZ | VALVE | SHUT-OFF VALVE | TS21S003 | OH |  | 50 | Yes | Electric | [9 empty] | 27171936
504 | STATIC | CAZ | VALVE | SHUT-OFF VALVE | TS21S008 | OH |  | 50 | Yes | Electric | [9 empty] | 27171936
505 | STATIC | CAZ | VALVE | SHUT-OFF VALVE | TS21S010 | OH |  | 50 | Yes | Electric | [9 empty] | 27171936
506 | STATIC | CAZ | VALVE | SHUT-OFF VALVE | TS21S023 | OH |  | 50 | Yes | Electric | [9 empty] | 27171936
507 | STATIC | CAZ | VALVE | SHUT-OFF VALVE | TS21S025 | OH |  | 50 | Yes | Electric | [9 empty] | 27171936
508 | STATIC | CAZ | VALVE | SHUT-OFF VALVE | TS21S028 | OH |  | 50 | Yes | Electric | [9 empty] | 27171936
509 | STATIC | CAZ | VALVE | SHUT-OFF VALVE | TS21S035 | OH |  | 15 | No | Manual | [9 empty] | 23024994
510 | STATIC | CAZ | VALVE | SHUT-OFF VALVE | TS21S036 | OH |  | 10 | NO | Manual | [9 empty] | 23024994
511 | STATIC | CAZ | VALVE | SHUT-OFF VALVE | TS21S037 | OH |  | 10 | NO | Manual | [9 empty] | 23024994
512 | STATIC | CAZ | VALVE | SHUT-OFF VALVE | TS21S038 | OH |  | 10 | NO | Manual | [9 empty] | 23024994
513 | STATIC | CAZ | VALVE | SHUT-OFF VALVE | TS21S039 | OH |  | 10 | NO | Manual | [9 empty] | 23024994
514 | STATIC | CAZ | VALVE | SHUT-OFF VALVE | TS22S005 | OH |  | 50 | Yes | Electric | [9 empty] | 27171936
515 | STATIC | CAZ | VALVE | SHUT-OFF VALVE | TS22S011 | OH |  | 50 | Yes | Electric | [9 empty] | 27171936
516 | STATIC | CAZ | VALVE | SHUT-OFF VALVE | TS22S012 | OH |  | 50 | Yes | Electric | [9 empty] | 27171936
517 | STATIC | CAZ | VALVE | SHUT-OFF VALVE | TS22S014 | OH |  | 50 | Yes | Electric | [9 empty] | 27171936
518 | STATIC | CAZ | VALVE | SHUT-OFF VALVE | TS22S028 | OH |  | 50 | Yes | Electric | [9 empty] | 27171936
519 | STATIC | CAZ | VALVE | SHUT-OFF VALVE | TS22S035 | OH |  | 15 | No | Manual | [9 empty] | 23024994
520 | STATIC | CAZ | VALVE | SHUT-OFF VALVE | TS22S036 | OH |  | 10 | NO | Manual | [9 empty] | 23024994
521 | STATIC | CAZ | VALVE | SHUT-OFF VALVE | TS22S037 | OH |  | 10 | NO | Manual | [9 empty] | 23024994
522 | STATIC | CAZ | VALVE | SHUT-OFF VALVE | TS22S038 | OH |  | 10 | NO | Manual | [9 empty] | 23024994
523 | STATIC | CAZ | VALVE | SHUT-OFF VALVE | TS22S039 | OH |  | 10 | NO | Manual | [9 empty] | 23024994
524 | STATIC | CAZ | VALVE | SHUT-OFF VALVE | TS31S007 | OH |  | 50 | Yes | Electric | [9 empty] | 27171936
525 | STATIC | CAZ | VALVE | SHUT-OFF VALVE | TS31S008 | OH |  | 50 | Yes | Electric | [9 empty] | 27171936
526 | STATIC | CAZ | VALVE | SHUT-OFF VALVE | TS31S009 | OH |  | 50 | Yes | Electric | [9 empty] | 27171936
527 | STATIC | CAZ | VALVE | SHUT-OFF VALVE | TS31S010 | OH |  | 50 | Yes | Electric | [9 empty] | 27171936
528 | STATIC | CAZ | VALVE | SHUT-OFF VALVE | TS31S015 | OH |  | 50 | Yes | Electric | [9 empty] | 27171936
529 | STATIC | CAZ | VALVE | SHUT-OFF VALVE | TS31S016 | OH |  | 50 | Yes | Electric | [9 empty] | 27171936
530 | STATIC | CAZ | VALVE | SHUT-OFF VALVE | TS31S017 | OH |  | 50 | Yes | Electric | [9 empty] | 27171936
531 | STATIC | CAZ | VALVE | SHUT-OFF VALVE | TS31S018 | OH |  | 50 | Yes | Electric | [9 empty] | 27171936
532 | STATIC | CAZ | VALVE | SHUT-OFF VALVE | TS32S001 | OH |  | 50 | Yes | Electric | [9 empty] | 27171936
533 | STATIC | CAZ | VALVE | SHUT-OFF VALVE | TS32S006 | OH |  | 50 | Yes | Electric | [9 empty] | 27171936
534 | STATIC | CAZ | VALVE | SHUT-OFF VALVE | TS32S009 | OH |  | 50 | Yes | Electric | [9 empty] | 27171936
535 | STATIC | CAZ | VALVE | SHUT-OFF VALVE | TS32S010 | OH |  | 50 | Yes | Electric | [9 empty] | 27171936
536 | STATIC | CAZ | VALVE | SHUT-OFF VALVE | TS32S015 | OH |  | 50 | Yes | Electric | [9 empty] | 27171936
537 | STATIC | CAZ | VALVE | SHUT-OFF VALVE | TS32S016 | OH |  | 50 | Yes | Electric | [9 empty] | 27171936
538 | STATIC | CAZ | VALVE | SHUT-OFF VALVE | TS32S017 | OH |  | 50 | Yes | Electric | [9 empty] | 27171936
539 | STATIC | CAZ | VALVE | SHUT-OFF VALVE | TS32S018 | OH |  | 50 | Yes | Electric | [9 empty] | 27171936
540 | STATIC | CAZ | VALVE | SHUT-OFF VALVE | TS40S002 | OH |  | 100 | Yes | Manual | [9 empty] | 27171936
541 | STATIC | CAZ | VALVE | SHUT-OFF VALVE | TS40S003 | OH |  | 100 | Yes | Manual | [9 empty] | 27171936
542 | STATIC | CAZ | VALVE | SHUT-OFF VALVE | TS40S009 | OH |  | 100 | Yes | Manual | [9 empty] | 27171936
543 | STATIC | CAZ | VALVE | SHUT-OFF VALVE | TS40S010 | OH |  | 25 | No | Manual | [9 empty] | 23024994
544 | STATIC | CAZ | VALVE | SHUT-OFF VALVE | TS40S011 | OH |  | 50 | No | Manual | [9 empty] | 27171936
545 | STATIC | CAZ | VALVE | SHUT-OFF VALVE | TS40S012 | OH |  | 15 | No | Manual | [9 empty] | 23024994
546 | STATIC | CAZ | VALVE | SHUT-OFF VALVE | TS40S014 | OH |  | 15 | No | Manual | [9 empty] | 23024994
547 | STATIC | CAZ | VALVE | SHUT-OFF VALVE | TS40S017 | OH |  | 20 | No | Manual | [9 empty] | 23024994
548 | STATIC | CAZ | VALVE | SHUT-OFF VALVE | TS40S018 | OH |  | 20 | No | Manual | [9 empty] | 23024994
549 | STATIC | CAZ | VALVE | SHUT-OFF VALVE | TS70S002 | OH |  | 25 | No | Manual | [9 empty] | 23024994
550 | STATIC | CAZ | VALVE | SHUT-OFF VALVE | TU40S011 | OH |  | 20 | No | Manual | [9 empty] | 23024994
551 | STATIC | CAZ | VALVE | SHUT-OFF VALVE | TU41S001 | OH |  | 10 | No | Manual | [9 empty] | 23024994
552 | STATIC | CAZ | VALVE | SHUT-OFF VALVE | TU41S002 | OH |  | 10 | No | Manual | [9 empty] | 23024994
553 | STATIC | CAZ | VALVE | SHUT-OFF VALVE | TU43S009 | OH |  | 50 | No | Manual | [9 empty] | 27171936
554 | STATIC | CAZ | VALVE | SHUT-OFF VALVE | TU45S001 | OH |  | 20 | No | Manual | [9 empty] | 23024994
555 | STATIC | CAZ | VALVE | SHUT-OFF VALVE | TU45S003 | OH |  | 20 | No | Manual | [9 empty] | 23024994
556 | STATIC | CAZ | VALVE | SHUT-OFF VALVE | TU45S004 | OH |  | 20 | No | Manual | [9 empty] | 23024994
557 | STATIC | CAZ | VALVE | SHUT-OFF VALVE | TU45S008 | OH |  | 20 | No | Manual | [9 empty] | 23024994
558 | STATIC | CAZ | VALVE | SHUT-OFF VALVE | TU45S009 | OH |  | 20 | No | Manual | [9 empty] | 23024994
559 | STATIC | CAZ | VALVE | SHUT-OFF VALVE | TU45S011 | OH |  | 20 | No | Manual | [9 empty] | 23024994
560 | STATIC | CAZ | VALVE | SHUT-OFF VALVE | TU45S012 | OH |  | 20 | No | Manual | [9 empty] | 23024994
561 | STATIC | CAZ | VALVE | SHUT-OFF VALVE | TU45S013 | OH |  | 20 | No | Manual | [9 empty] | 23024994
562 | STATIC | CAZ | VALVE | SHUT-OFF VALVE | TU45S014 | OH |  | 20 | No | Manual | [9 empty] | 23024994
563 | STATIC | CAZ | VALVE | SHUT-OFF VALVE | TU45S015 | OH |  | 20 | No | Manual | [9 empty] | 23024994
564 | STATIC | CAZ | VALVE | SHUT-OFF VALVE | TU45S016 | OH |  | 20 | No | Manual | [9 empty] | 23024994
565 | STATIC | CAZ | VALVE | SHUT-OFF VALVE | TU45S017 | OH |  | 20 | No | Manual | [9 empty] | 23024994
566 | STATIC | CAZ | VALVE | SHUT-OFF VALVE | TU45S021 | OH |  | 20 | No | Manual | [9 empty] | 23024994
567 | STATIC | CAZ | VALVE | SHUT-OFF VALVE | TU45S022 | OH |  | 20 | No | Manual | [9 empty] | 23024994
568 | STATIC | CAZ | VALVE | SHUT-OFF VALVE | TU45S023 | OH |  | 20 | No | Manual | [9 empty] | 23024994
569 | STATIC | CAZ | VALVE | SHUT-OFF VALVE | TU45S024 | OH |  | 20 | No | Manual | [9 empty] | 23024994
570 | STATIC | CAZ | VALVE | SHUT-OFF VALVE | TU45S025 | OH |  | 20 | No | Manual | [9 empty] | 23024994
571 | STATIC | CAZ | VALVE | SHUT-OFF VALVE | TU45S026 | OH |  | 20 | No | Manual | [9 empty] | 23024994
572 | STATIC | CAZ | VALVE | SHUT-OFF VALVE | TU45S028 | OH |  | 20 | No | Manual | [9 empty] | 23024994
573 | STATIC | CAZ | VALVE | SHUT-OFF VALVE | TU45S029 | OH |  | 20 | No | Manual | [9 empty] | 23024994
574 | STATIC | CAZ | VALVE | SHUT-OFF VALVE | TU45S030 | OH |  | 20 | No | Manual | [9 empty] | 23024994
575 | STATIC | CAZ | VALVE | SHUT-OFF VALVE | TU45S033 | OH |  | 20 | No | Manual | [9 empty] | 23024994
576 | STATIC | CAZ | VALVE | SHUT-OFF VALVE | TU45S034 | OH |  | 20 | No | Manual | [9 empty] | 23024994
577 | STATIC | CAZ | VALVE | SHUT-OFF VALVE | TV10S003 | OH |  | 10 | Yes | Electric | [9 empty] | 23024994
578 | STATIC | CAZ | VALVE | SHUT-OFF VALVE | TV10S006 | OH |  | 10 | Yes | Electric | [9 empty] | 23024994
579 | STATIC | CAZ | VALVE | SHUT-OFF VALVE | TV10S009 | OH |  | 10 | Yes | Electric | [9 empty] | 23024994
580 | STATIC | CAZ | VALVE | SHUT-OFF VALVE | TV10S013 | OH |  | 10 | Yes | Electric | [9 empty] | 23024994
581 | STATIC | CAZ | VALVE | SHUT-OFF VALVE | TV10S017 | OH |  | 10 | Yes | Electric | [9 empty] | 23024994
582 | STATIC | CAZ | VALVE | SHUT-OFF VALVE | TV10S021 | OH |  | 10 | Yes | Electric | [9 empty] | 23024994
583 | STATIC | CAZ | VALVE | SHUT-OFF VALVE | TV10S045 | OH |  | 10 | Yes | Electric | [9 empty] | 23024994
584 | STATIC | CAZ | VALVE | SHUT-OFF VALVE | TV10S048 | OH |  | 10 | Yes | Electric | [9 empty] | 23024994
585 | STATIC | CAZ | VALVE | SHUT-OFF VALVE | TV10S050 | OH |  | 10 | Yes | Electric | [9 empty] | 23024994
586 | STATIC | CAZ | VALVE | SHUT-OFF VALVE | TV10S051 | OH |  | 10 | Yes | Electric | [9 empty] | 23024994
587 | STATIC | CAZ | VALVE | SHUT-OFF VALVE | TV10S053 | OH |  | 10 | Yes | Electric | [9 empty] | 23024994
588 | STATIC | CAZ | VALVE | SHUT-OFF VALVE | TV10S055 | OH |  | 10 | Yes | Electric | [9 empty] | 23024994
589 | STATIC | CAZ | VALVE | SHUT-OFF VALVE | TV10S057 | OH |  | 10 | Yes | Electric | [9 empty] | 23024994
590 | STATIC | CAZ | VALVE | SHUT-OFF VALVE | TV10S059 | OH |  | 10 | Yes | Electric | [9 empty] | 23024994
591 | STATIC | CAZ | VALVE | SHUT-OFF VALVE | TV10S061 | OH |  | 10 | Yes | Electric | [9 empty] | 23024994
592 | STATIC | CAZ | VALVE | SHUT-OFF VALVE | TV20S002 | OH |  | 10 | No | Manual | [9 empty] | 23024994
593 | STATIC | CAZ | VALVE | SHUT-OFF VALVE | TV20S003 | OH |  | 10 | No | Manual | [9 empty] | 23024994
594 | STATIC | CAZ | VALVE | SHUT-OFF VALVE | TV30S001 | OH |  | 10 | Yes | Electric | [9 empty] | 23024994
595 | STATIC | CAZ | VALVE | SHUT-OFF VALVE | TV30S003 | OH |  | 10 | Yes | Electric | [9 empty] | 23024994
596 | STATIC | CAZ | VALVE | SHUT-OFF VALVE | TV30S008 | OH |  | 10 | Yes | Electric | [9 empty] | 23024994
597 | STATIC | CAZ | VALVE | SHUT-OFF VALVE | TV40S001 | OH |  | 10 | Yes | Electric | [9 empty] | 23024994
598 | STATIC | CAZ | VALVE | SHUT-OFF VALVE | TV40S003 | OH |  | 10 | Yes | Electric | [9 empty] | 23024994
599 | STATIC | CAZ | VALVE | SHUT-OFF VALVE | TV41S002 | OH |  | 15 | No | Manual | [9 empty] | 23024994
600 | STATIC | CAZ | VALVE | SHUT-OFF VALVE | TV41S004 | OH |  | 15 | No | Manual | [9 empty] | 23024994
601 | STATIC | CAZ | VALVE | SHUT-OFF VALVE | TV41S006 | OH |  | 15 | No | Manual | [9 empty] | 23024994
602 | STATIC | CAZ | VALVE | SHUT-OFF VALVE | TV41S007 | OH |  | 15 | No | Manual | [9 empty] | 23024994
603 | STATIC | CAZ | VALVE | SHUT-OFF VALVE | TV41S008 | OH |  | 15 | No | Manual | [9 empty] | 23024994
604 | STATIC | CAZ | VALVE | SHUT-OFF VALVE | TV50S001 | OH |  | 10 | Yes | Electric | [9 empty] | 23024994
605 | STATIC | CAZ | VALVE | SHUT-OFF VALVE | TV50S003 | OH |  | 10 | Yes | Electric | [9 empty] | 23024994
606 | STATIC | CAZ | VALVE | SHUT-OFF VALVE | TV51S001 | OH |  | 15 | No | Manual | [9 empty] | 23024994
607 | STATIC | CAZ | VALVE | SHUT-OFF VALVE | TV51S002 | OH |  | 15 | No | Manual | [9 empty] | 23024994
608 | STATIC | CAZ | VALVE | SHUT-OFF VALVE | TV51S003 | OH |  | 15 | No | Manual | [9 empty] | 23024994
609 | STATIC | CAZ | VALVE | SHUT-OFF VALVE | TV51S004 | OH |  | 15 | No | Manual | [9 empty] | 23024994
610 | STATIC | CAZ | VALVE | SHUT-OFF VALVE | TV51S005 | OH |  | 15 | No | Manual | [9 empty] | 23024994
611 | STATIC | CAZ | VALVE | SHUT-OFF VALVE | TV51S006 | OH |  | 15 | No | Manual | [9 empty] | 23024994
612 | STATIC | CAZ | VALVE | SHUT-OFF VALVE | TV61S002 | OH |  | 15 | No | Manual | [9 empty] | 23024994
613 | STATIC | CAZ | VALVE | SHUT-OFF VALVE | TV61S004 | OH |  | 15 | No | Manual | [9 empty] | 23024994
614 | STATIC | CAZ | VALVE | SHUT-OFF VALVE | TW10S021 | OH |  | 50 | Yes | Electric | [9 empty] | 27171936
615 | STATIC | CAZ | VALVE | SHUT-OFF VALVE | TY10S003 | OH |  | 100 | Yes | Electric | [9 empty] | 27171936
616 | STATIC | CAZ | VALVE | SHUT-OFF VALVE | TY12S001 | OH |  | 15 | Yes | Electric | [9 empty] | 23024994
617 | STATIC | CAZ | VALVE | SHUT-OFF VALVE | TY12S003 | OH |  | 15 | Yes | Electric | [9 empty] | 23024994
618 | STATIC | CAZ | VALVE | SHUT-OFF VALVE | TY12S005 | OH |  | 15 | Yes | Electric | [9 empty] | 23024994
619 | STATIC | CAZ | VALVE | SHUT-OFF VALVE | TY12S007 | OH |  | 15 | Yes | Electric | [9 empty] | 23024994
620 | STATIC | CAZ | VALVE | SHUT-OFF VALVE | TY12S009 | OH |  | 15 | No | Manual | [9 empty] | 23024994
621 | STATIC | CAZ | VALVE | SHUT-OFF VALVE | TY12S011 | OH |  | 15 | No | Manual | [9 empty] | 23024994
622 | STATIC | CAZ | VALVE | SHUT-OFF VALVE | TY12S013 | OH |  | 10 | No | Manual | [9 empty] | 23024994
623 | STATIC | CAZ | VALVE | SHUT-OFF VALVE | TY12S015 | OH |  | 15 | No | Manual | [9 empty] | 23024994
624 | STATIC | CAZ | VALVE | SHUT-OFF VALVE | TY12S017 | OH |  | 15 | No | Manual | [9 empty] | 23024994
625 | STATIC | CAZ | VALVE | SHUT-OFF VALVE | TY12S019 | OH |  | 10 | No | Manual | [9 empty] | 23024994
626 | STATIC | CAZ | VALVE | SHUT-OFF VALVE | TY12S021 | OH |  | 15 | No | Manual | [9 empty] | 23024994
627 | STATIC | CAZ | VALVE | SHUT-OFF VALVE | TY13S002 | OH |  | 50 | No | Manual | [9 empty] | 27171936
628 | STATIC | CAZ | VALVE | SHUT-OFF VALVE | TY17S002 | OH |  | 32 | No | Manual | [9 empty] | 23024994
629 | STATIC | CAZ | VALVE | SHUT-OFF VALVE | TY17S004 | OH |  | 15 | Yes | Electric | [9 empty] | 23024994
630 | STATIC | CAZ | VALVE | SHUT-OFF VALVE | TY17S006 | OH |  | 32 | Yes | Manual | [9 empty] | 23024994
631 | STATIC | CAZ | VALVE | SHUT-OFF VALVE | TY17S008 | OH |  | 15 | Yes | Electric | [9 empty] | 23024994
632 | STATIC | CAZ | VALVE | SHUT-OFF VALVE | TY17S010 | OH |  | 32 | No | Manual | [9 empty] | 23024994
633 | STATIC | CAZ | VALVE | SHUT-OFF VALVE | TY17S012 | OH |  | 15 | Yes | Electric | [9 empty] | 23024994
634 | STATIC | CAZ | VALVE | SHUT-OFF VALVE | TY17S014 | OH |  | 32 | Yes | Manual | [9 empty] | 23024994
635 | STATIC | CAZ | VALVE | SHUT-OFF VALVE | TY17S016 | OH |  | 15 | Yes | Electric | [9 empty] | 23024994
636 | STATIC | CAZ | VALVE | SHUT-OFF VALVE | TY21S004 | OH |  | 50 | Yes | Electric | [9 empty] | 27171936
637 | STATIC | CAZ | VALVE | SHUT-OFF VALVE | TY21S006 | OH |  | 50 | Yes | Electric | [9 empty] | 27171936
638 | STATIC | CAZ | VALVE | SHUT-OFF VALVE | TY22S004 | OH |  | 50 | Yes | Electric | [9 empty] | 27171936
639 | STATIC | CAZ | VALVE | SHUT-OFF VALVE | TY22S006 | OH |  | 50 | Yes | Electric | [9 empty] | 27171936
640 | STATIC | CAZ | VALVE | SHUT-OFF VALVE | TY31S002 | OH |  | 80 | Yes | Electric | [9 empty] | 27171936
641 | STATIC | CAZ | VALVE | SHUT-OFF VALVE | TY31S005 | OH |  | 100 | Yes | Manual | [9 empty] | 27171936
642 | STATIC | CAZ | VALVE | SHUT-OFF VALVE | TY32S002 | OH |  | 80 | Yes | Electric | [9 empty] | 27171936
643 | STATIC | CAZ | VALVE | SHUT-OFF VALVE | TY32S004 | OH |  | 50 | Yes | Electric | [9 empty] | 27171936
644 | STATIC | CAZ | VALVE | SHUT-OFF VALVE | TY32S005 | OH |  | 100 | Yes | Manual | [9 empty] | 27171936
645 | STATIC | FAZ | VALVE | SHUT-OFF VALVE | UB21S015 | OH |  | 50 | No | Manual | [9 empty] | 18869400
646 | STATIC | FAZ | VALVE | SHUT-OFF VALVE | UB31S015 | OH |  | 50 | No | Manual | [9 empty] | 18869400
647 | STATIC | FAZ | VALVE | SHUT-OFF VALVE | UB41S015 | OH |  | 50 | No | Manual | [9 empty] | 18869400
648 | STATIC | FAZ | VALVE | SHUT-OFF VALVE | UB50S003 | OH |  | 32 | No | Manual | [9 empty] | 15989578
649 | STATIC | FAZ | VALVE | SHUT-OFF VALVE | UB50S201 | OH |  | 50 | No | Manual | [9 empty] | 18869400
650 | STATIC | FAZ | VALVE | SHUT-OFF VALVE | UF00S005 | OH |  | 600 | Yes | Electric | [9 empty] | 59467200
651 | STATIC | FAZ | VALVE | SHUT-OFF VALVE | UF00S037 | OH |  | 125 | No | Electric | [9 empty] | 16010400
652 | STATIC | FAZ | VALVE | SHUT-OFF VALVE | UF00S087 | OH |  | 100 | No | Manual | [9 empty] | 12579600
653 | STATIC | FAZ | VALVE | SHUT-OFF VALVE | UF00S090 | OH |  | 50 | No | Manual | [9 empty] | 12579600
654 | STATIC | FAZ | VALVE | SHUT-OFF VALVE | UF00S091 | OH |  | 50 | No | Manual | [9 empty] | 12579600
655 | STATIC | FAZ | VALVE | SHUT-OFF VALVE | UF00S094 | OH |  | 80 | No | Manual | [9 empty] | 12579600
656 | STATIC | FAZ | VALVE | SHUT-OFF VALVE | UF00S095 | OH |  | 80 | No | Manual | [9 empty] | 12579600
657 | STATIC | FAZ | VALVE | SHUT-OFF VALVE | UF00S096 | OH |  | 15 | No | Manual | [9 empty] | 10659719
658 | STATIC | FAZ | VALVE | SHUT-OFF VALVE | UF00S097 | OH |  | 80 | No | Manual | [9 empty] | 12579600
659 | STATIC | FAZ | VALVE | SHUT-OFF VALVE | UF10S024 | OH |  | 500 | Yes | Manual | [9 empty] | 43456800
660 | STATIC | FAZ | VALVE | SHUT-OFF VALVE | UF10S030 | OH |  | 25 | No | Manual | [9 empty] | 10659719
661 | STATIC | FAZ | VALVE | SHUT-OFF VALVE | UF11S014 | OH |  | 150 | No | Manual | [9 empty] | 16010400
662 | STATIC | FAZ | VALVE | SHUT-OFF VALVE | UF11S020 | OH |  | 150 | No | Manual | [9 empty] | 16010400
663 | STATIC | FAZ | VALVE | SHUT-OFF VALVE | UF11S023 | OH |  | 25 | No | Manual | [9 empty] | 10659719
664 | STATIC | FAZ | VALVE | SHUT-OFF VALVE | UF11S926 | OH | تعمیر اساسی ولو همراه با رفع دیفکت | 25 | No | Manual | [9 empty] | 10659719
665 | STATIC | FAZ | VALVE | SHUT-OFF VALVE | UF12S006 | OH |  | 65 | No | Manual | [9 empty] | 12579600
666 | STATIC | FAZ | VALVE | SHUT-OFF VALVE | UF12S007 | OH |  | 65 | Yes | Electric | [9 empty] | 12579600
667 | STATIC | FAZ | VALVE | SHUT-OFF VALVE | UF12S009 | OH |  | 65 | Yes | Electric | [9 empty] | 12579600
668 | STATIC | FAZ | VALVE | SHUT-OFF VALVE | UF12S095 | OH |  | 100 | No | Electric | [9 empty] | 12579600
669 | STATIC | FAZ | VALVE | SHUT-OFF VALVE | UF13S005 | OH |  | 32 | No | Manual | [9 empty] | 10659719
670 | STATIC | FAZ | VALVE | SHUT-OFF VALVE | UF13S006 | OH |  | 32 | No | Manual | [9 empty] | 10659719
671 | STATIC | FAZ | VALVE | SHUT-OFF VALVE | UF13S176 | OH |  | 32 | No | Manual | [9 empty] | 10659719
672 | STATIC | FAZ | VALVE | SHUT-OFF VALVE | UF14S003 | OH |  | 150 | No | Manual | [9 empty] | 16010400
673 | STATIC | FAZ | VALVE | SHUT-OFF VALVE | UF14S009 | OH |  | 50 | No | Manual | [9 empty] | 12579600
674 | STATIC | FAZ | VALVE | SHUT-OFF VALVE | UF15S006 | OH |  | 15 | No | Manual | [9 empty] | 10659719
675 | STATIC | FAZ | VALVE | SHUT-OFF VALVE | UF15S009 | OH |  | 50 | No | Manual | [9 empty] | 12579600
676 | STATIC | FAZ | VALVE | SHUT-OFF VALVE | UF16S001 | OH |  | 50 | No | Manual | [9 empty] | 12579600
677 | STATIC | FAZ | VALVE | SHUT-OFF VALVE | UF18S056 | OH |  | 25 | No | Manual | [9 empty] | 10659719
678 | STATIC | FAZ | VALVE | SHUT-OFF VALVE | UF18S058 | OH |  | 25 | No | Manual | [9 empty] | 10659719
679 | STATIC | CAZ | VALVE | SHUT-OFF VALVE | UF18S103 | OH |  | 50 | No | Manual | [9 empty] | 27171936
680 | STATIC | CAZ | VALVE | SHUT-OFF VALVE | UF19S081 | OH |  | 50 | No | Electric | [9 empty] | 27171936
681 | STATIC | CAZ | VALVE | SHUT-OFF VALVE | UF19S082 | OH |  | 50 | No | Electric | [9 empty] | 27171936
682 | STATIC | CAZ | VALVE | SHUT-OFF VALVE | UF19S083 | OH |  | 150 | No | Manual | [9 empty] | 34582464
683 | STATIC | CAZ | VALVE | SHUT-OFF VALVE | UF19S134 | OH |  | 15 | No | Manual | [9 empty] | 23024994
684 | STATIC | FAZ | VALVE | SHUT-OFF VALVE | UF30S001 | OH |  | 175 | No | Electric | [9 empty] | 16010400
685 | STATIC | FAZ | VALVE | SHUT-OFF VALVE | UF31S019 | OH |  | 50 | No | Manual | [9 empty] | 12579600
686 | STATIC | FAZ | VALVE | SHUT-OFF VALVE | UF31S020 | OH |  | 50 | No | Manual | [9 empty] | 12579600
687 | STATIC | FAZ | VALVE | SHUT-OFF VALVE | UF31S021 | OH |  | 50 | No | Manual | [9 empty] | 12579600
688 | STATIC | FAZ | VALVE | SHUT-OFF VALVE | UF31S022 | OH |  | 50 | No | Manual | [9 empty] | 12579600
689 | STATIC | FAZ | VALVE | SHUT-OFF VALVE | UF31S116 | OH |  | 80 | No | Manual | [9 empty] | 12579600
690 | STATIC | FAZ | VALVE | SHUT-OFF VALVE | UF31S118 | OH |  | 80 | No | Manual | [9 empty] | 12579600
691 | STATIC | FAZ | VALVE | SHUT-OFF VALVE | UF31S119 | OH |  | 80 | No | Manual | [9 empty] | 12579600
692 | STATIC | FAZ | VALVE | SHUT-OFF VALVE | UF31S121 | OH |  | 80 | No | Manual | [9 empty] | 12579600
693 | STATIC | FAZ | VALVE | SHUT-OFF VALVE | UF31S122 | OH |  | 80 | No | Manual | [9 empty] | 12579600
694 | STATIC | FAZ | VALVE | SHUT-OFF VALVE | UF31S124 | OH |  | 80 | No | Manual | [9 empty] | 12579600
695 | STATIC | FAZ | VALVE | SHUT-OFF VALVE | UF31S131 | OH |  | 200 | No | Manual | [9 empty] | 27446400
696 | STATIC | FAZ | VALVE | SHUT-OFF VALVE | UF36S005 | OH |  | 25 | No | Manual | [9 empty] | 10659719
697 | STATIC | FAZ | VALVE | SHUT-OFF VALVE | UF36S006 | OH |  | 40 | No | Manual | [9 empty] | 12579600
698 | STATIC | FAZ | VALVE | SHUT-OFF VALVE | UF36S009 | OH |  | 80 | No | Manual | [9 empty] | 12579600
699 | STATIC | FAZ | VALVE | SHUT-OFF VALVE | UF36S013 | OH |  | 80 | No | Manual | [9 empty] | 12579600
700 | STATIC | FAZ | VALVE | SHUT-OFF VALVE | UF36S050 | OH |  | 25 | No | Manual | [9 empty] | 10659719
701 | STATIC | FAZ | VALVE | SHUT-OFF VALVE | UF36S051 | OH |  | 25 | No | Manual | [9 empty] | 10659719
702 | STATIC | FAZ | VALVE | SHUT-OFF VALVE | UF36S089 | OH |  | 80 | No | Manual | [9 empty] | 12579600
703 | STATIC | FAZ | VALVE | SHUT-OFF VALVE | UF50S011 | OH |  | 50 | No | Manual | [9 empty] | 12579600
704 | STATIC | FAZ | VALVE | SHUT-OFF VALVE | UF50S012 | OH |  | 25 | No | Manual | [9 empty] | 10659719
705 | STATIC | FAZ | VALVE | SHUT-OFF VALVE | UF50S032 | OH |  | 25 | No | Manual | [9 empty] | 10659719
706 | STATIC | FAZ | VALVE | SHUT-OFF VALVE | UF51S019 | OH |  | 25 | No | Manual | [9 empty] | 10659719
707 | STATIC | FAZ | VALVE | SHUT-OFF VALVE | UF51S020 | OH |  | 25 | No | Manual | [9 empty] | 10659719
708 | STATIC | FAZ | VALVE | SHUT-OFF VALVE | UF60S007 | OH |  | 50 | No | Manual | [9 empty] | 12579600
709 | STATIC | FAZ | VALVE | SHUT-OFF VALVE | UF60S008 | OH |  | 25 | No | Manual | [9 empty] | 10659719
710 | STATIC | FAZ | VALVE | SHUT-OFF VALVE | UF60S011 | OH |  | 50 | No | Manual | [9 empty] | 12579600
711 | STATIC | FAZ | VALVE | SHUT-OFF VALVE | UF60S012 | OH |  | 25 | No | Manual | [9 empty] | 10659719
712 | STATIC | FAZ | VALVE | SHUT-OFF VALVE | UF60S014 | OH |  | 25 | No | Manual | [9 empty] | 10659719
713 | STATIC | FAZ | VALVE | SHUT-OFF VALVE | UF60S019 | OH |  | 250 | No | Manual | [9 empty] | 27446400
714 | STATIC | FAZ | VALVE | SHUT-OFF VALVE | UF60S032 | OH |  | 25 | No | Manual | [9 empty] | 10659719
715 | STATIC | FAZ | VALVE | SHUT-OFF VALVE | UF70S001 | OH |  | 25 | Yes | Electric | [9 empty] | 10659719
716 | STATIC | FAZ | VALVE | SHUT-OFF VALVE | UF70S003 | OH |  | 25 | Yes | Electric | [9 empty] | 10659719
717 | STATIC | FAZ | VALVE | SHUT-OFF VALVE | UF70S007 | OH |  | 50 | No | Manual | [9 empty] | 12579600
718 | STATIC | FAZ | VALVE | SHUT-OFF VALVE | UF70S009 | OH |  | 25 | No | no drive | [9 empty] | 10659719
719 | STATIC | FAZ | VALVE | SHUT-OFF VALVE | UF70S010 | OH |  | 25 | No | Manual | [9 empty] | 10659719
720 | STATIC | FAZ | VALVE | SHUT-OFF VALVE | UF70S012 | OH |  | 25 | No | Manual | [9 empty] | 10659719
721 | STATIC | FAZ | VALVE | SHUT-OFF VALVE | UF70S014 | OH |  | 25 | No | Manual | [9 empty] | 10659719
722 | STATIC | FAZ | VALVE | SHUT-OFF VALVE | UF70S032 | OH |  | 25 | No | Manual | [9 empty] | 10659719
723 | STATIC | FAZ | VALVE | SHUT-OFF VALVE | UH40S014 | OH | تعمیر اساسی ولو همراه با رفع دیفکت | 25 | No | Manual | [9 empty] | 10659719
724 | STATIC | FAZ | VALVE | SHUT-OFF VALVE | UL04S002 | OH |  | 80 | No | Manual | [9 empty] | 12579600
725 | STATIC | FAZ | VALVE | SHUT-OFF VALVE | UW00S862 | OH |  | 50 | NO | Manual | [9 empty] | 12579600
726 | STATIC | FAZ | VALVE | SHUT-OFF VALVE | UW00S906 | OH |  | 50 | NO | Manual | [9 empty] | 12579600
727 | STATIC | FAZ | VALVE | SHUT-OFF VALVE | UW00S966 | OH |  | 50 | NO | Manual | [9 empty] | 12579600
728 | STATIC | FAZ | VALVE | SHUT-OFF VALVE | UW00S985 | OH |  | 50 | NO | Manual | [9 empty] | 12579600
729 | STATIC | FAZ | VALVE | SHUT-OFF VALVE | UW15S908 | OH |  | 50 | NO | Manual | [9 empty] | 12579600
730 | STATIC | CAZ | VALVE | SHUT-OFF VALVE | UW20S034 | OH | تعمیر اساسی ولو همراه با رفع دیفکت | 50 | No | Manual | [9 empty] | 27171936
731 | STATIC | CAZ | VALVE | SHUT-OFF VALVE | UW20S038 | OH | تعمیر اساسی ولو همراه با رفع دیفکت | 50 | No | Manual | [9 empty] | 27171936
732 | STATIC | CAZ | VALVE | SHUT-OFF VALVE | UW20S122 | OH | تعمیر اساسی ولو همراه با رفع دیفکت | 40 | No | Manual | [9 empty] | 27171936
733 | STATIC | FAZ | VALVE | SHUT-OFF VALVE | UW30S003 | OH | تعمیر اساسی ولو همراه با رفع دیفکت | 25 | Yes | Electric | [9 empty] | 10659719
734 | STATIC | FAZ | VALVE | SHUT-OFF VALVE | UW30S013 | OH | تعمیر اساسی ولو همراه با رفع دیفکت | 25 | Yes | Electric | [9 empty] | 10659719
735 | STATIC | FAZ | VALVE | SHUT-OFF VALVE | UW30S019 | OH | تعمیر اساسی ولو همراه با رفع دیفکت | 25 | Yes | Electric | [9 empty] | 10659719
736 | STATIC | CAZ | VALVE | SHUT-OFF VALVE | UZ21S030 | OH |  | 50 | No | Manual | [9 empty] | 27171936
737 | STATIC | FAZ | VALVE | SHUT-OFF VALVE | VF40S801 | OH |  | 25 | No | Manual | [9 empty] | 10659719
738 | STATIC | FAZ | VALVE | SHUT-OFF VALVE | VF42S901 | OH |  | 50 | No | Manual | [9 empty] | 12579600
739 | STATIC | FAZ | VALVE | SHUT-OFF VALVE | VF42S902 | OH |  | 50 | No | Manual | [9 empty] | 12579600
740 | STATIC | FAZ | VALVE | SHUT-OFF VALVE | VF43S801 | OH |  | 25 | No | Manual | [9 empty] | 10659719
741 | STATIC | FAZ | VALVE | SHUT-OFF VALVE | VF43S901 | OH |  | 50 | No | Manual | [9 empty] | 12579600
742 | STATIC | FAZ | VALVE | SHUT-OFF VALVE | VF43S902 | OH |  | 50 | No | Manual | [9 empty] | 12579600
743 | STATIC | FAZ | VALVE | SHUT-OFF VALVE | VF44S801 | OH |  | 25 | No | Manual | [9 empty] | 10659719
744 | STATIC | FAZ | VALVE | SHUT-OFF VALVE | VF44S901 | OH |  | 80 | No | Manual | [9 empty] | 12579600
745 | STATIC | FAZ | VALVE | SHUT-OFF VALVE | VF44S902 | OH |  | 50 | No | Manual | [9 empty] | 12579600
746 | STATIC | FAZ | VALVE | SHUT-OFF VALVE | VF45S901 | OH |  | 80 | No | Manual | [9 empty] | 12579600
747 | STATIC | FAZ | VALVE | SHUT-OFF VALVE | VG10S001 | OH |  | 50 | No | Manual | [9 empty] | 12579600
748 | STATIC | FAZ | VALVE | SHUT-OFF VALVE | VG10S801 | OH |  | 25 | No | Manual | [9 empty] | 10659719
749 | STATIC | FAZ | VALVE | SHUT-OFF VALVE | VG10S901 | OH |  | 80 | No | Manual | [9 empty] | 12579600
750 | STATIC | FAZ | VALVE | SHUT-OFF VALVE | VG12S801 | OH |  | 25 | No | Manual | [9 empty] | 10659719
751 | STATIC | FAZ | VALVE | SHUT-OFF VALVE | VG12S802 | OH |  | 25 | No | Manual | [9 empty] | 10659719
752 | STATIC | FAZ | VALVE | SHUT-OFF VALVE | VG12S901 | OH |  | 50 | No | Manual | [9 empty] | 12579600
753 | STATIC | FAZ | VALVE | SHUT-OFF VALVE | VG12S902 | OH |  | 50 | No | Manual | [9 empty] | 12579600
754 | STATIC | FAZ | VALVE | SHUT-OFF VALVE | VG13S801 | OH |  | 25 | No | Manual | [9 empty] | 10659719
755 | STATIC | FAZ | VALVE | SHUT-OFF VALVE | VG13S802 | OH |  | 25 | No | Manual | [9 empty] | 10659719
756 | STATIC | FAZ | VALVE | SHUT-OFF VALVE | VG13S901 | OH |  | 50 | No | Manual | [9 empty] | 12579600
757 | STATIC | FAZ | VALVE | SHUT-OFF VALVE | VG13S902 | OH |  | 50 | No | Manual | [9 empty] | 12579600
758 | STATIC | FAZ | VALVE | SHUT-OFF VALVE | VG13S903 | OH |  | 25 | No | Manual | [9 empty] | 10659719
759 | STATIC | FAZ | VALVE | SHUT-OFF VALVE | VG15S801 | OH |  | 25 | No | Manual | [9 empty] | 10659719
760 | STATIC | FAZ | VALVE | SHUT-OFF VALVE | VG20S801 | OH |  | 25 | No | Manual | [9 empty] | 10659719
761 | STATIC | FAZ | VALVE | SHUT-OFF VALVE | VG20S901 | OH |  | 80 | No | Manual | [9 empty] | 12579600
762 | STATIC | FAZ | VALVE | SHUT-OFF VALVE | VG22S801 | OH |  | 25 | No | Manual | [9 empty] | 10659719
763 | STATIC | FAZ | VALVE | SHUT-OFF VALVE | VG22S802 | OH |  | 25 | No | Manual | [9 empty] | 10659719
764 | STATIC | FAZ | VALVE | SHUT-OFF VALVE | VG22S901 | OH |  | 50 | No | Manual | [9 empty] | 12579600
765 | STATIC | FAZ | VALVE | SHUT-OFF VALVE | VG22S902 | OH |  | 50 | No | Manual | [9 empty] | 12579600
766 | STATIC | FAZ | VALVE | SHUT-OFF VALVE | VG23S801 | OH |  | 25 | No | Manual | [9 empty] | 10659719
767 | STATIC | FAZ | VALVE | SHUT-OFF VALVE | VG23S802 | OH |  | 25 | No | Manual | [9 empty] | 10659719
768 | STATIC | FAZ | VALVE | SHUT-OFF VALVE | VG23S902 | OH |  | 50 | No | Manual | [9 empty] | 12579600
769 | STATIC | FAZ | VALVE | SHUT-OFF VALVE | VG24S801 | OH |  | 25 | No | Manual | [9 empty] | 10659719
770 | STATIC | FAZ | VALVE | SHUT-OFF VALVE | VG24S802 | OH |  | 25 | No | Manual | [9 empty] | 10659719
771 | STATIC | FAZ | VALVE | SHUT-OFF VALVE | VG24S901 | OH |  | 50 | No | Manual | [9 empty] | 12579600
772 | STATIC | FAZ | VALVE | SHUT-OFF VALVE | VG24S902 | OH |  | 50 | No | Manual | [9 empty] | 12579600
773 | STATIC | FAZ | VALVE | SHUT-OFF VALVE | VG61S001 | OH |  | 25 | No | Manual | [9 empty] | 10659719
774 | STATIC | FAZ | VALVE | SHUT-OFF VALVE | VJ11S002 | OH |  | 15 | No | Manual | [9 empty] | 10659719
775 | STATIC | FAZ | VALVE | SHUT-OFF VALVE | VJ22S005 | OH |  | 50 | No | Manual | [9 empty] | 12579600
776 | STATIC | FAZ | VALVE | SHUT-OFF VALVE | VJ28S001 | OH |  | 32 | No | Manual | [9 empty] | 10659719
777 | STATIC | FAZ | VALVE | SHUT-OFF VALVE | VJ28S009 | OH |  | 25 | No | Manual | [9 empty] | 10659719
778 | STATIC | FAZ | VALVE | SHUT-OFF VALVE | VJ28S010 | OH |  | 25 | No | Manual | [9 empty] | 10659719
779 | STATIC | FAZ | VALVE | SHUT-OFF VALVE | VJ35S008 | OH |  | 25 | No | Manual | [9 empty] | 10659719
780 | STATIC | FAZ | VALVE | SHUT-OFF VALVE | VJ38S001 | OH |  | 32 | No | Manual | [9 empty] | 10659719
781 | STATIC | FAZ | VALVE | SHUT-OFF VALVE | VJ41S002 | OH |  | 15 | No | Manual | [9 empty] | 10659719
782 | STATIC | CAZ | VALVE | SHUT-OFF VALVE | VL93S001 | OH | تعمیر اساسی ولو همراه با رفع دیفکت | 80 | Yes | Electric | [9 empty] | 27171936
783 | STATIC | FAZ | VALVE | SHUT-OFF VALVE | VL99S001 | OH |  | 80 | Yes | Electric | [9 empty] | 12579600
784 | STATIC | CAZ | VALVE | SHUT-OFF VALVE | YR51S001 | OH |  | 65 | Yes | Electric | [9 empty] | 27171936
785 | STATIC | CAZ | VALVE | SHUT-OFF VALVE | YT13S005 | OH |  | 15 | Yes | Electric | [9 empty] | 23024994
786 | STATIC | FAZ | VALVE | BATTERY FLY VALVE | 10VR02S001 | OH |  | 300 | No | Manual | [9 empty] | 27446400
787 | STATIC | FAZ | VALVE | GLOBE VALVE | GY10S401 | OH |  | 150 | No | Manual | [9 empty] | 16010400
788 | STATIC | FAZ | VALVE | GLOBE VALVE | GY20S205 | OH |  | 50 | No | Manual | [9 empty] | 12579600
789 | STATIC | FAZ | VALVE | GLOBE VALVE | GY20S207 | OH |  | 50 | No | Manual | [9 empty] | 12579600
790 | STATIC | FAZ | VALVE | GLOBE VALVE | GY20S208 | OH |  | 50 | No | Manual | [9 empty] | 12579600
791 | STATIC | FAZ | VALVE | GLOBE VALVE | GY20S210 | OH |  | 50 | No | Manual | [9 empty] | 12579600
792 | STATIC | FAZ | VALVE | GLOBE VALVE | GY21S205 | OH |  | 50 | No | Manual | [9 empty] | 12579600
793 | STATIC | FAZ | VALVE | GLOBE VALVE | GY21S207 | OH |  | 50 | No | Manual | [9 empty] | 12579600
794 | STATIC | FAZ | VALVE | GLOBE VALVE | GY30S207 | OH |  | 50 | No | Manual | [9 empty] | 12579600
795 | STATIC | FAZ | VALVE | GLOBE VALVE | GY30S210 | OH |  | 50 | No | Manual | [9 empty] | 12579600
796 | STATIC | FAZ | VALVE | GLOBE VALVE | GY31S205 | OH |  | 50 | No | Manual | [9 empty] | 12579600
797 | STATIC | FAZ | VALVE | GLOBE VALVE | GY31S207 | OH |  | 50 | No | Manual | [9 empty] | 12579600
798 | STATIC | FAZ | VALVE | GLOBE VALVE | GY31S208 | OH |  | 50 | No | Manual | [9 empty] | 12579600
799 | STATIC | FAZ | VALVE | GLOBE VALVE | GY31S210 | OH |  | 50 | No | Manual | [9 empty] | 12579600
800 | STATIC | FAZ | VALVE | GLOBE VALVE | GY40S401 | OH |  | 150 | No | Manual | [9 empty] | 16010400
801 | STATIC | FAZ | VALVE | SHUT OFF VALVE | RA10S011 | OH |  | 32 | Yes | Electric | [9 empty] | 31979156
802 | STATIC | FAZ | VALVE | SHUT OFF VALVE | RA10S012 | OH |  | 15 | Yes | Electric | [9 empty] | 31979156
803 | STATIC | FAZ | VALVE | GATE VALVE | RA10S111 | OH |  | 600 | Yes | Electric | [9 empty] | 178401600
804 | STATIC | FAZ | VALVE | GATE VALVE | RA11S101 | OH |  | 150 | Yes | Electric | [9 empty] | 48031200
805 | STATIC | FAZ | VALVE | GATE VALVE | RA20S005 | OH |  | 300 | Yes | Electric | [9 empty] | 82339200
806 | STATIC | FAZ | VALVE | GATE VALVE | RA20S111 | OH |  | 600 | Yes | Electric | [9 empty] | 178401600
807 | STATIC | FAZ | VALVE | GATE VALVE | RA21S101 | OH |  | 150 | Yes | Electric | [9 empty] | 48031200
808 | STATIC | FAZ | VALVE | GATE VALVE | RA30S005 | OH |  | 400 | Yes | Electric | [9 empty] | 130370400
809 | STATIC | FAZ | VALVE | GATE VALVE | RA30S111 | OH |  | 600 | Yes | Electric | [9 empty] | 178401600
810 | STATIC | FAZ | VALVE | GATE VALVE | RA40S008 | OH |  | 600 | Yes | Electric | [9 empty] | 178401600
811 | STATIC | FAZ | VALVE | GATE VALVE | RA40S111 | OH |  | 600 | Yes | Electric | [9 empty] | 178401600
812 | STATIC | FAZ | VALVE | GATE VALVE | RA57S001 | OH |  | 150 | Yes | Electric | [9 empty] | 48031200
813 | STATIC | FAZ | VALVE | GATE VALVE | RA57S003 | OH |  | 150 | Yes | Electric | [9 empty] | 48031200
814 | STATIC | FAZ | VALVE | GATE VALVE | RA59S101 | OH |  | 400 | Yes | Electric | [9 empty] | 130370400
815 | STATIC | FAZ | VALVE | GATE VALVE | RA61S004 | OH |  | 150 | Yes | Electric | [9 empty] | 48031200
816 | STATIC | FAZ | VALVE | GATE VALVE | RA61S006 | OH |  | 150 | Yes | Electric | [9 empty] | 48031200
817 | STATIC | FAZ | VALVE | GATE VALVE | RA73S002 | OH |  | 100 | Yes | Electric | [9 empty] | 37738800
818 | STATIC | FAZ | VALVE | GATE VALVE | RG12S001 | OH |  | 300 | Yes | Electric | [9 empty] | 54892800
819 | STATIC | FAZ | VALVE | GATE VALVE | RK22S002 | OH |  | 200 | Yes | Electric | [9 empty] | 27446400
820 | STATIC | FAZ | VALVE | GATE VALVE | RL62S001 | OH |  | 250 | Yes | Electric | [9 empty] | 27446400
821 | STATIC | FAZ | VALVE | GATE VALVE | RL81S003 | OH |  | 400 | Yes | Electric | [9 empty] | 130370400
822 | STATIC | FAZ | VALVE | GATE VALVE | RL82S003 | OH |  | 250 | No | no driver | [9 empty] | 27446400
823 | STATIC | FAZ | VALVE | GLOBE VALVE | RL82S006 | OH |  | 25 | No | Manual | [9 empty] | 10659719
824 | STATIC | FAZ | VALVE | GATE VALVE | RM31S001 | OH |  | 500 | Yes | Electric | [9 empty] | 43456800
825 | STATIC | FAZ | VALVE | GATE VALVE | RM32S001 | OH |  | 500 | Yes | Electric | [9 empty] | 43456800
826 | STATIC | FAZ | VALVE | GATE VALVE | RQ01S101 | OH |  | 400 | Yes | Electric | [9 empty] | 43456800
827 | STATIC | FAZ | VALVE | GATE VALVE | RQ17S002 | OH |  | 400 | Yes | Electric | [9 empty] | 43456800
828 | STATIC | FAZ | VALVE | GATE VALVE | RQ20S001 | OH |  | 300 | Yes | Electric | [9 empty] | 27446400
829 | STATIC | FAZ | VALVE | GLOBE VALVE | RS51S982 | OH | تعمیر اساسی ولو همراه با رفع دیفکت | 15 | NO | Manual | [9 empty] | 10659719
830 | STATIC | CAZ | VALVE | GLOBE VALVE | RV61S022 | OH |  | 10 | No | Manual | [9 empty] | 23024994
831 | STATIC | CAZ | VALVE | SHUT OFF VALVE | RY10S003 | OH |  | 32 | Yes | Electric | [9 empty] | 23024994
832 | STATIC | FAZ | VALVE | GLOBE VALVE | SS02S802 | OH | تعمیر اساسی ولو همراه با رفع دیفکت | 15 | No | Manual | [9 empty] | 10659719
833 | STATIC | FAZ | VALVE | GATE VALVE | SS11S001 | OH |  | 300 | No | Manual | [9 empty] | 27446400
834 | STATIC | FAZ | VALVE | GATE VALVE | SS11S003 | OH |  | 200 | No | Manual | [9 empty] | 27446400
835 | STATIC | CAZ | VALVE | BATTERY FLY VALVE | TF20S013 | OH |  | 600 | Yes | Electric | [9 empty] | 128449152
836 | STATIC | CAZ | VALVE | BATTERY FLY VALVE | TF20S014 | OH |  | 600 | Yes | Electric | [9 empty] | 128449152
837 | STATIC | CAZ | VALVE | GLOBE VALVE | TF66S082 | OH |  | 15 | No | Manual | [9 empty] | 23024994
838 | STATIC | CAZ | VALVE | GLOBE VALVE | TF75S001 | OH |  | 10 | No | Manual | [9 empty] | 23024994
839 | STATIC | CAZ | VALVE | GLOBE VALVE | TF75S003 | OH |  | 10 | No | Manual | [9 empty] | 23024994
840 | STATIC | CAZ | VALVE | GLOBE VALVE | TF75S005 | OH |  | 10 | No | Manual | [9 empty] | 23024994
841 | STATIC | CAZ | VALVE | GLOBE VALVE | TF75S007 | OH |  | 10 | No | Manual | [9 empty] | 23024994
842 | STATIC | CAZ | VALVE | GLOBE VALVE | TF80S176 | OH |  | 25 | No | Manual | [9 empty] | 23024994
843 | STATIC | CAZ | VALVE | GLOBE VALVE | TF80S177 | OH |  | 25 | No | Manual | [9 empty] | 23024994
844 | STATIC | CAZ | VALVE | GATE VALVE | TH11S001 | OH |  | 300 | Yes | Electric | [9 empty] | 118568448
845 | STATIC | CAZ | VALVE | SHUT OFF VALVE | TH11S004 | OH |  | 15 | Yes | Electric | [9 empty] | 23024994
846 | STATIC | CAZ | VALVE | SHUT OFF VALVE | TH11S006 | OH |  | 15 | Yes | Electric | [9 empty] | 23024994
847 | STATIC | CAZ | VALVE | SHUT OFF VALVE | TH11S008 | OH |  | 15 | Yes | Electric | [9 empty] | 23024994
848 | STATIC | CAZ | VALVE | GATE VALVE | TH12S001 | OH |  | 300 | Yes | Electric | [9 empty] | 118568448
849 | STATIC | CAZ | VALVE | GATE VALVE | TH15S003 | OH |  | 125 | Yes | Electric | [9 empty] | 69164928
850 | STATIC | CAZ | VALVE | SHUT OFF VALVE | TH15S014 | OH |  | 15 | Yes | Electric | [9 empty] | 23024994
851 | STATIC | CAZ | VALVE | SHUT OFF VALVE | TH15S016 | OH |  | 15 | Yes | Electric | [9 empty] | 23024994
852 | STATIC | CAZ | VALVE | GLOBE VALVE | TH15S905 | OH |  | 15 | No | Manual | [9 empty] | 23024994
853 | STATIC | CAZ | VALVE | GATE VALVE | TH16S002 | OH |  | 300 | Yes | Electric | [9 empty] | 118568448
854 | STATIC | CAZ | VALVE | SHUT OFF VALVE | TH16S013 | OH |  | 15 | Yes | Electric | [9 empty] | 23024994
855 | STATIC | CAZ | VALVE | SHUT OFF VALVE | TH16S014 | OH |  | 15 | Yes | Electric | [9 empty] | 23024994
856 | STATIC | CAZ | VALVE | GLOBE VALVE | TH18S906 | OH |  | 15 | No | Manual | [9 empty] | 23024994
857 | STATIC | CAZ | VALVE | GLOBE VALVE | TH20S029 | OH |  | 25 | No | Manual | [9 empty] | 23024994
858 | STATIC | CAZ | VALVE | GLOBE VALVE | TH20S031 | OH |  | 25 | No | Manual | [9 empty] | 23024994
859 | STATIC | CAZ | VALVE | GATE VALVE | TH21S001 | OH |  | 300 | Yes | Electric | [9 empty] | 118568448
860 | STATIC | CAZ | VALVE | SHUT OFF VALVE | TH21S006 | OH |  | 15 | Yes | Electric | [9 empty] | 23024994
861 | STATIC | CAZ | VALVE | SHUT OFF VALVE | TH21S008 | OH |  | 15 | Yes | Electric | [9 empty] | 23024994
862 | STATIC | CAZ | VALVE | GLOBE VALVE | TH23S906 | OH |  | 15 | No | Manual | [9 empty] | 23024994
863 | STATIC | CAZ | VALVE | GATE VALVE | TH25S003 | OH |  | 125 | Yes | Electric | [9 empty] | 69164928
864 | STATIC | CAZ | VALVE | SHUT OFF VALVE | TH25S014 | OH |  | 15 | Yes | Electric | [9 empty] | 23024994
865 | STATIC | CAZ | VALVE | SHUT OFF VALVE | TH25S016 | OH |  | 15 | Yes | Electric | [9 empty] | 23024994
866 | STATIC | CAZ | VALVE | GATE VALVE | TH26S001 | OH |  | 300 | Yes | Electric | [9 empty] | 118568448
867 | STATIC | CAZ | VALVE | GATE VALVE | TH26S002 | OH |  | 300 | Yes | Electric | [9 empty] | 118568448
868 | STATIC | CAZ | VALVE | GATE VALVE | TH30S002 | OH |  | 400 | Yes | Electric | [9 empty] | 187733376
869 | STATIC | CAZ | VALVE | GLOBE VALVE | TH30S029 | OH |  | 25 | Yes | Manual | [9 empty] | 23024994
870 | STATIC | CAZ | VALVE | GLOBE VALVE | TH30S031 | OH |  | 25 | No | Manual | [9 empty] | 23024994
871 | STATIC | CAZ | VALVE | GATE VALVE | TH31S001 | OH |  | 300 | Yes | Electric | [9 empty] | 118568448
872 | STATIC | CAZ | VALVE | SHUT OFF VALVE | TH31S006 | OH |  | 15 | Yes | Electric | [9 empty] | 23024994
873 | STATIC | CAZ | VALVE | SHUT OFF VALVE | TH31S008 | OH |  | 15 | Yes | Electric | [9 empty] | 23024994
874 | STATIC | CAZ | VALVE | GLOBE VALVE | TH31S901 | OH |  | 15 | No | Manual | [9 empty] | 23024994
875 | STATIC | CAZ | VALVE | SHUT OFF VALVE | TH32S008 | OH |  | 15 | Yes | Electric | [9 empty] | 23024994
876 | STATIC | CAZ | VALVE | GATE VALVE | TH35S003 | OH |  | 125 | Yes | Electric | [9 empty] | 69164928
877 | STATIC | CAZ | VALVE | SHUT OFF VALVE | TH35S014 | OH |  | 15 | Yes | Electric | [9 empty] | 23024994
878 | STATIC | CAZ | VALVE | SHUT OFF VALVE | TH35S016 | OH |  | 15 | Yes | Electric | [9 empty] | 23024994
879 | STATIC | CAZ | VALVE | GLOBE VALVE | TH35S907 | OH |  | 15 | No | Manual | [9 empty] | 23024994
880 | STATIC | CAZ | VALVE | GATE VALVE | TH36S002 | OH |  | 300 | Yes | Electric | [9 empty] | 118568448
881 | STATIC | CAZ | VALVE | SHUT OFF VALVE | TH36S013 | OH |  | 15 | Yes | Electric | [9 empty] | 23024994
882 | STATIC | CAZ | VALVE | SHUT OFF VALVE | TH36S015 | OH |  | 15 | Yes | Electric | [9 empty] | 23024994
883 | STATIC | CAZ | VALVE | GATE VALVE | TH37S002 | OH |  | 300 | Yes | Electric | [9 empty] | 118568448
884 | STATIC | CAZ | VALVE | GATE VALVE | TH41S001 | OH |  | 300 | Yes | Electric | [9 empty] | 118568448
885 | STATIC | CAZ | VALVE | SHUT OFF VALVE | TH41S006 | OH |  | 15 | Yes | Electric | [9 empty] | 23024994
886 | STATIC | CAZ | VALVE | SHUT OFF VALVE | TH41S008 | OH |  | 15 | Yes | Electric | [9 empty] | 23024994
887 | STATIC | CAZ | VALVE | GATE VALVE | TH45S003 | OH |  | 125 | Yes | Electric | [9 empty] | 69164928
888 | STATIC | CAZ | VALVE | SHUT OFF VALVE | TH45S014 | OH |  | 15 | Yes | Electric | [9 empty] | 23024994
889 | STATIC | CAZ | VALVE | SHUT OFF VALVE | TH45S016 | OH |  | 15 | Yes | Electric | [9 empty] | 23024994
890 | STATIC | CAZ | VALVE | GLOBE VALVE | TH45S905 | OH |  | 10 | No | Manual | [9 empty] | 23024994
891 | STATIC | CAZ | VALVE | GATE VALVE | TH46S002 | OH |  | 300 | Yes | Electric | [9 empty] | 118568448
892 | STATIC | CAZ | VALVE | SHUT OFF VALVE | TH46S013 | OH |  | 15 | Yes | Electric | [9 empty] | 23024994
893 | STATIC | CAZ | VALVE | SHUT OFF VALVE | TH46S015 | OH |  | 15 | Yes | Electric | [9 empty] | 23024994
894 | STATIC | CAZ | VALVE | GATE VALVE | TH90S001 | OH |  | 300 | Yes | Electric | [9 empty] | 118568448
895 | STATIC | CAZ | VALVE | GATE VALVE | TH90S002 | OH |  | 300 | Yes | Electric | [9 empty] | 118568448
896 | STATIC | CAZ | VALVE | GATE VALVE | TH90S003 | OH |  | 300 | Yes | Electric | [9 empty] | 118568448
897 | STATIC | CAZ | VALVE | SHUT OFF VALVE | TH90S004 | OH |  | 15 | Yes | Electric | [9 empty] | 23024994
898 | STATIC | CAZ | VALVE | GATE VALVE | TH91S001 | OH |  | 300 | Yes | Electric | [9 empty] | 118568448
899 | STATIC | CAZ | VALVE | GATE VALVE | TH92S001 | OH |  | 300 | Yes | Electric | [9 empty] | 118568448
900 | STATIC | CAZ | VALVE | GATE VALVE | TH94S001 | OH |  | 300 | Yes | Electric | [9 empty] | 118568448
901 | STATIC | CAZ | VALVE | GLOBE VALVE | TK30S003 | OH |  | 15 | No | Manual | [9 empty] | 23024994
902 | STATIC | CAZ | VALVE | GLOBE VALVE | TR14S004 | OH |  | 100 | No | Manual | [9 empty] | 27171936
903 | STATIC | CAZ | VALVE | GLOBE VALVE | TS70S007 | OH |  | 25 | No | Manual | [9 empty] | 23024994
904 | STATIC | CAZ | VALVE | GLOBE VALVE | TU40S012 | OH |  | 20 | No | Manual | [9 empty] | 23024994
905 | STATIC | CAZ | VALVE | GLOBE VALVE | TV20S001 | OH |  | 10 | No | Manual | [9 empty] | 23024994
906 | STATIC | CAZ | VALVE | GLOBE VALVE | TV61S005 | OH |  | 15 | No | Manual | [9 empty] | 23024994
907 | STATIC | CAZ | VALVE | GLOBE VALVE | TX10S804 | OH |  | 15 | No | Manual | [9 empty] | 23024994
908 | STATIC | CAZ | VALVE | GLOBE VALVE | TX10S900 | OH |  | 15 | No | Manual | [9 empty] | 23024994
909 | STATIC | CAZ | VALVE | GLOBE VALVE | TX10S928 | OH |  | 15 | No | Manual | [9 empty] | 23024994
910 | STATIC | CAZ | VALVE | GLOBE VALVE | TX10S930 | OH |  | 15 | No | Manual | [9 empty] | 23024994
911 | STATIC | FAZ | VALVE | GLOBE VALVE | UB10S003 | OH |  | 50 | Yes | Manual | [9 empty] | 18869400
912 | STATIC | FAZ | VALVE | GLOBE VALVE | UB10S004 | OH |  | 50 | Yes | Manual | [9 empty] | 18869400
913 | STATIC | FAZ | VALVE | GLOBE VALVE | UB11S009 | OH |  | 50 | No | Manual | [9 empty] | 18869400
914 | STATIC | FAZ | VALVE | GATE VALVE | UB11S013 | OH |  | 300 | Yes | Electric | [9 empty] | 41169600
915 | STATIC | FAZ | VALVE | GATE VALVE | UB11S014 | OH |  | 300 | Yes | Electric | [9 empty] | 41169600
916 | STATIC | FAZ | VALVE | GLOBE VALVE | UB11S015 | OH |  | 50 | No | Manual | [9 empty] | 18869400
917 | STATIC | FAZ | VALVE | GLOBE VALVE | UB12S003 | OH |  | 150 | No | Manual | [9 empty] | 24015600
918 | STATIC | FAZ | VALVE | GATE VALVE | UB12S004 | OH |  | 400 | Yes | Electric | [9 empty] | 65185200
919 | STATIC | FAZ | VALVE | GLOBE VALVE | UB12S005 | OH |  | 150 | No | Manual | [9 empty] | 24015600
920 | STATIC | FAZ | VALVE | GLOBE VALVE | UB12S006 | OH |  | 50 | No | Manual | [9 empty] | 18869400
921 | STATIC | FAZ | VALVE | GLOBE VALVE | UB12S008 | OH |  | 150 | No | Manual | [9 empty] | 24015600
922 | STATIC | FAZ | VALVE | GLOBE VALVE | UB12S009 | OH |  | 50 | No | Manual | [9 empty] | 18869400
923 | STATIC | FAZ | VALVE | GLOBE VALVE | UB12S011 | OH |  | 100 | No | Manual | [9 empty] | 18869400
924 | STATIC | FAZ | VALVE | GLOBE VALVE | UB12S012 | OH |  | 150 | No | Manual | [9 empty] | 24015600
925 | STATIC | FAZ | VALVE | GLOBE VALVE | UB12S015 | OH |  | 150 | No | Manual | [9 empty] | 24015600
926 | STATIC | FAZ | VALVE | GLOBE VALVE | UB12S016 | OH |  | 32 | No | Manual | [9 empty] | 15989578
927 | STATIC | FAZ | VALVE | GLOBE VALVE | UB12S019 | OH | تعمیر اساسی ولو همراه با رفع دیفکت | 25 | No | Manual | [9 empty] | 15989578
928 | STATIC | FAZ | VALVE | GLOBE VALVE | UB21S003 | OH |  | 150 | No | Manual | [9 empty] | 24015600
929 | STATIC | FAZ | VALVE | GLOBE VALVE | UB21S004 | OH |  | 150 | No | Manual | [9 empty] | 24015600
930 | STATIC | FAZ | VALVE | GLOBE VALVE | UB21S008 | OH |  | 150 | No | Manual | [9 empty] | 24015600
931 | STATIC | FAZ | VALVE | GLOBE VALVE | UB21S009 | OH |  | 50 | No | Manual | [9 empty] | 18869400
932 | STATIC | FAZ | VALVE | GLOBE VALVE | UB21S010 | OH |  | 150 | No | Manual | [9 empty] | 24015600
933 | STATIC | FAZ | VALVE | GLOBE VALVE | UB21S011 | OH |  | 150 | No | Manual | [9 empty] | 24015600
934 | STATIC | FAZ | VALVE | GATE VALVE | UB21S013 | OH |  | 300 | Yes | Electric | [9 empty] | 41169600
935 | STATIC | FAZ | VALVE | GATE VALVE | UB21S014 | OH |  | 300 | Yes | Electric | [9 empty] | 41169600
936 | STATIC | FAZ | VALVE | GLOBE VALVE | UB21S016 | OH |  | 100 | No | Manual | [9 empty] | 18869400
937 | STATIC | FAZ | VALVE | GLOBE VALVE | UB22S003 | OH |  | 150 | No | Manual | [9 empty] | 24015600
938 | STATIC | FAZ | VALVE | GATE VALVE | UB22S004 | OH |  | 400 | Yes | Electric | [9 empty] | 65185200
939 | STATIC | FAZ | VALVE | GLOBE VALVE | UB22S005 | OH |  | 150 | No | Manual | [9 empty] | 24015600
940 | STATIC | FAZ | VALVE | GLOBE VALVE | UB22S006 | OH |  | 50 | No | Manual | [9 empty] | 18869400
941 | STATIC | FAZ | VALVE | GLOBE VALVE | UB22S008 | OH |  | 150 | No | Manual | [9 empty] | 24015600
942 | STATIC | FAZ | VALVE | GLOBE VALVE | UB22S009 | OH |  | 50 | No | Manual | [9 empty] | 18869400
943 | STATIC | FAZ | VALVE | GLOBE VALVE | UB22S010 | OH |  | 150 | No | Manual | [9 empty] | 24015600
944 | STATIC | FAZ | VALVE | GLOBE VALVE | UB22S011 | OH |  | 100 | No | Manual | [9 empty] | 18869400
945 | STATIC | FAZ | VALVE | GLOBE VALVE | UB22S012 | OH |  | 150 | No | Manual | [9 empty] | 24015600
946 | STATIC | FAZ | VALVE | GLOBE VALVE | UB22S016 | OH |  | 32 | No | Manual | [9 empty] | 15989578
947 | STATIC | FAZ | VALVE | GLOBE VALVE | UB22S019 | OH |  | 25 | No | Manual | [9 empty] | 15989578
948 | STATIC | FAZ | VALVE | GLOBE VALVE | UB31S008 | OH |  | 150 | No | Manual | [9 empty] | 24015600
949 | STATIC | FAZ | VALVE | GLOBE VALVE | UB31S009 | OH |  | 50 | No | Manual | [9 empty] | 18869400
950 | STATIC | FAZ | VALVE | GLOBE VALVE | UB31S010 | OH |  | 150 | No | Manual | [9 empty] | 24015600
951 | STATIC | FAZ | VALVE | GLOBE VALVE | UB31S011 | OH |  | 150 | No | Manual | [9 empty] | 24015600
952 | STATIC | FAZ | VALVE | GATE VALVE | UB31S013 | OH |  | 300 | Yes | Electric | [9 empty] | 41169600
953 | STATIC | FAZ | VALVE | GATE VALVE | UB31S014 | OH |  | 300 | Yes | Electric | [9 empty] | 41169600
954 | STATIC | FAZ | VALVE | GLOBE VALVE | UB31S016 | OH |  | 100 | No | Manual | [9 empty] | 18869400
955 | STATIC | FAZ | VALVE | GLOBE VALVE | UB32S003 | OH |  | 150 | No | Manual | [9 empty] | 24015600
956 | STATIC | FAZ | VALVE | GATE VALVE | UB32S004 | OH |  | 400 | Yes | Electric | [9 empty] | 65185200
957 | STATIC | FAZ | VALVE | GLOBE VALVE | UB32S005 | OH |  | 150 | No | Manual | [9 empty] | 24015600
958 | STATIC | FAZ | VALVE | GLOBE VALVE | UB32S006 | OH |  | 50 | No | Manual | [9 empty] | 18869400
959 | STATIC | FAZ | VALVE | GLOBE VALVE | UB32S008 | OH |  | 150 | No | Manual | [9 empty] | 24015600
960 | STATIC | FAZ | VALVE | GLOBE VALVE | UB32S009 | OH |  | 50 | No | Manual | [9 empty] | 18869400
961 | STATIC | FAZ | VALVE | GLOBE VALVE | UB32S010 | OH |  | 150 | No | Manual | [9 empty] | 24015600
962 | STATIC | FAZ | VALVE | GLOBE VALVE | UB32S011 | OH |  | 100 | No | Manual | [9 empty] | 18869400
963 | STATIC | FAZ | VALVE | GLOBE VALVE | UB32S015 | OH |  | 150 | No | Manual | [9 empty] | 24015600
964 | STATIC | FAZ | VALVE | GLOBE VALVE | UB32S016 | OH |  | 32 | No | Manual | [9 empty] | 15989578
965 | STATIC | FAZ | VALVE | GLOBE VALVE | UB32S019 | OH |  | 25 | No | Manual | [9 empty] | 15989578
966 | STATIC | FAZ | VALVE | GLOBE VALVE | UB41S009 | OH |  | 50 | No | Manual | [9 empty] | 18869400
967 | STATIC | FAZ | VALVE | GLOBE VALVE | UB41S010 | OH |  | 150 | No | Manual | [9 empty] | 24015600
968 | STATIC | FAZ | VALVE | GATE VALVE | UB41S013 | OH |  | 300 | Yes | Electric | [9 empty] | 41169600
969 | STATIC | FAZ | VALVE | GATE VALVE | UB41S014 | OH |  | 300 | Yes | Electric | [9 empty] | 41169600
970 | STATIC | FAZ | VALVE | GLOBE VALVE | UB41S016 | OH |  | 100 | No | Manual | [9 empty] | 18869400
971 | STATIC | FAZ | VALVE | GLOBE VALVE | UB42S003 | OH |  | 150 | No | Manual | [9 empty] | 24015600
972 | STATIC | FAZ | VALVE | GATE VALVE | UB42S004 | OH |  | 400 | Yes | Electric | [9 empty] | 65185200
973 | STATIC | FAZ | VALVE | GLOBE VALVE | UB42S005 | OH |  | 150 | No | Manual | [9 empty] | 24015600
974 | STATIC | FAZ | VALVE | GLOBE VALVE | UB42S008 | OH |  | 150 | No | Manual | [9 empty] | 24015600
975 | STATIC | FAZ | VALVE | GLOBE VALVE | UB42S009 | OH |  | 50 | No | Manual | [9 empty] | 18869400
976 | STATIC | FAZ | VALVE | GLOBE VALVE | UB42S010 | OH |  | 150 | No | Manual | [9 empty] | 24015600
977 | STATIC | FAZ | VALVE | GLOBE VALVE | UB42S011 | OH |  | 100 | No | Manual | [9 empty] | 18869400
978 | STATIC | FAZ | VALVE | GLOBE VALVE | UB42S012 | OH |  | 150 | No | Manual | [9 empty] | 24015600
979 | STATIC | FAZ | VALVE | GLOBE VALVE | UB42S019 | OH |  | 25 | No | Manual | [9 empty] | 15989578
980 | STATIC | FAZ | VALVE | GLOBE VALVE | UB50S002 | OH |  | 50 | Yes | Manual | [9 empty] | 18869400
981 | STATIC | FAZ | VALVE | GLOBE VALVE | UF17S003 | OH |  | 80 | No | Manual | [9 empty] | 12579600
982 | STATIC | FAZ | VALVE | GLOBE VALVE | UF17S005 | OH |  | 80 | No | Manual | [9 empty] | 12579600
983 | STATIC | FAZ | VALVE | GATE VALVE | UF60S029 | OH |  | 250 | No | Manual | [9 empty] | 27446400
984 | STATIC | FAZ | VALVE | GATE VALVE | UF60S030 | OH |  | 250 | No | Manual | [9 empty] | 27446400
985 | STATIC | FAZ | VALVE | GATE VALVE | UF60S031 | OH |  | 250 | No | Manual | [9 empty] | 27446400
986 | STATIC | CAZ | VALVE | GLOBE VALVE | UJ61S001 | OH |  | 100 | No | Manual | [9 empty] | 27171936
987 | STATIC | CAZ | VALVE | GLOBE VALVE | UJ61S002 | OH |  | 100 | No | Manual | [9 empty] | 27171936
988 | STATIC | FAZ | VALVE | GLOBE VALVE | UJ71S001 | OH |  | 80 | No | Manual | [9 empty] | 12579600
989 | STATIC | FAZ | VALVE | GLOBE VALVE | UJ71S002 | OH |  | 80 | No | Manual | [9 empty] | 12579600
990 | STATIC | FAZ | VALVE | GLOBE VALVE | VB97S002 | OH | تعمیر اساسی ولو همراه با رفع دیفکت | 15 | Yes | Electric | [9 empty] | 10659719
991 | STATIC | FAZ | VALVE | GLOBE VALVE | VE11S810 | OH |  | 25 | No | Manual | [9 empty] | 10659719
992 | STATIC | FAZ | VALVE | GLOBE VALVE | VE11S901 | OH |  | 50 | No | Manual | [9 empty] | 12579600
993 | STATIC | FAZ | VALVE | GLOBE VALVE | VE11S923 | OH |  | 50 | No | Manual | [9 empty] | 12579600
994 | STATIC | FAZ | VALVE | GLOBE VALVE | VE11S924 | OH |  | 80 | No | Manual | [9 empty] | 12579600
995 | STATIC | FAZ | VALVE | GLOBE VALVE | VE21S810 | OH |  | 25 | No | Manual | [9 empty] | 10659719
996 | STATIC | FAZ | VALVE | GLOBE VALVE | VE21S821 | OH |  | 25 | No | Manual | [9 empty] | 10659719
997 | STATIC | FAZ | VALVE | GLOBE VALVE | VE21S901 | OH |  | 50 | No | Manual | [9 empty] | 12579600
998 | STATIC | FAZ | VALVE | GLOBE VALVE | VE21S921 | OH |  | 50 | No | Manual | [9 empty] | 12579600
999 | STATIC | FAZ | VALVE | GLOBE VALVE | VE21S922 | OH |  | 50 | No | Manual | [9 empty] | 12579600
1000 | STATIC | FAZ | VALVE | GLOBE VALVE | VE21S923 | OH |  | 50 | No | Manual | [9 empty] | 12579600
1001 | STATIC | FAZ | VALVE | GLOBE VALVE | VE21S924 | OH |  | 80 | No | Manual | [9 empty] | 12579600
1002 | STATIC | FAZ | VALVE | GLOBE VALVE | VE22S801 | OH |  | 25 | No | Manual | [9 empty] | 10659719
1003 | STATIC | FAZ | VALVE | GLOBE VALVE | VE22S802 | OH |  | 25 | No | Manual | [9 empty] | 10659719
1004 | STATIC | FAZ | VALVE | GLOBE VALVE | VE22S901 | OH |  | 25 | No | Manual | [9 empty] | 10659719
1005 | STATIC | FAZ | VALVE | GLOBE VALVE | VE22S902 | OH |  | 25 | No | Manual | [9 empty] | 10659719
1006 | STATIC | FAZ | VALVE | GLOBE VALVE | VE22S903 | OH |  | 25 | No | Manual | [9 empty] | 10659719
1007 | STATIC | FAZ | VALVE | GLOBE VALVE | VE22S904 | OH |  | 50 | No | Manual | [9 empty] | 12579600
1008 | STATIC | FAZ | VALVE | GLOBE VALVE | VE23S801 | OH |  | 25 | No | Manual | [9 empty] | 10659719
1009 | STATIC | FAZ | VALVE | GLOBE VALVE | VE23S802 | OH |  | 25 | No | Manual | [9 empty] | 10659719
1010 | STATIC | FAZ | VALVE | GLOBE VALVE | VE23S901 | OH |  | 25 | No | Manual | [9 empty] | 10659719
1011 | STATIC | FAZ | VALVE | GLOBE VALVE | VE23S902 | OH |  | 25 | No | Manual | [9 empty] | 10659719
1012 | STATIC | FAZ | VALVE | GLOBE VALVE | VE23S903 | OH |  | 25 | No | Manual | [9 empty] | 10659719
1013 | STATIC | FAZ | VALVE | GLOBE VALVE | VE23S904 | OH |  | 50 | No | Manual | [9 empty] | 12579600
1014 | STATIC | FAZ | VALVE | GLOBE VALVE | VE31S810 | OH |  | 25 | No | Manual | [9 empty] | 10659719
1015 | STATIC | FAZ | VALVE | GLOBE VALVE | VE31S821 | OH |  | 25 | No | Manual | [9 empty] | 10659719
1016 | STATIC | FAZ | VALVE | GLOBE VALVE | VE31S901 | OH |  | 50 | No | Manual | [9 empty] | 12579600
1017 | STATIC | FAZ | VALVE | GLOBE VALVE | VE31S921 | OH |  | 50 | No | Manual | [9 empty] | 12579600
1018 | STATIC | FAZ | VALVE | GLOBE VALVE | VE31S922 | OH |  | 50 | No | Manual | [9 empty] | 12579600
1019 | STATIC | FAZ | VALVE | GLOBE VALVE | VE31S923 | OH |  | 50 | No | Manual | [9 empty] | 12579600
1020 | STATIC | FAZ | VALVE | GLOBE VALVE | VE31S924 | OH |  | 80 | No | Manual | [9 empty] | 12579600
1021 | STATIC | FAZ | VALVE | GLOBE VALVE | VE41S821 | OH |  | 25 | No | Manual | [9 empty] | 10659719
1022 | STATIC | FAZ | VALVE | GLOBE VALVE | VE41S921 | OH |  | 50 | No | Manual | [9 empty] | 12579600
1023 | STATIC | FAZ | VALVE | GLOBE VALVE | VE41S922 | OH |  | 50 | No | Manual | [9 empty] | 12579600
1024 | STATIC | FAZ | VALVE | GLOBE VALVE | VE42S801 | OH |  | 25 | No | Manual | [9 empty] | 10659719
1025 | STATIC | FAZ | VALVE | GLOBE VALVE | VE42S902 | OH |  | 25 | No | Manual | [9 empty] | 10659719
1026 | STATIC | FAZ | VALVE | GLOBE VALVE | VE42S903 | OH |  | 25 | No | Manual | [9 empty] | 10659719
1027 | STATIC | FAZ | VALVE | GLOBE VALVE | VE42S904 | OH |  | 50 | No | Manual | [9 empty] | 12579600
1028 | STATIC | FAZ | VALVE | GLOBE VALVE | VE43S801 | OH |  | 25 | No | Manual | [9 empty] | 10659719
1029 | STATIC | FAZ | VALVE | GLOBE VALVE | VE43S802 | OH |  | 25 | No | Manual | [9 empty] | 10659719
1030 | STATIC | FAZ | VALVE | GLOBE VALVE | VE43S902 | OH |  | 25 | No | Manual | [9 empty] | 10659719
1031 | STATIC | FAZ | VALVE | GLOBE VALVE | VE43S903 | OH |  | 25 | No | Manual | [9 empty] | 10659719
1032 | STATIC | FAZ | VALVE | GLOBE VALVE | VE43S904 | OH |  | 50 | No | Manual | [9 empty] | 12579600
1033 | STATIC | FAZ | VALVE | GLOBE VALVE | VF11S901 | OH |  | 50 | No | Manual | [9 empty] | 12579600
1034 | STATIC | FAZ | VALVE | GLOBE VALVE | VF14S801 | OH |  | 25 | No | Manual | [9 empty] | 10659719
1035 | STATIC | FAZ | VALVE | GLOBE VALVE | VF14S901 | OH |  | 50 | No | Manual | [9 empty] | 12579600
1036 | STATIC | FAZ | VALVE | GATE VALVE | VJ14S002 | OH |  | 300 | No | Electric | [9 empty] | 27446400
1037 | STATIC | FAZ | VALVE | GLOBE VALVE | VJ25S003 | OH |  | 80 | No | Manual | [9 empty] | 12579600
1038 | STATIC | FAZ | VALVE | GLOBE VALVE | VJ35S006 | OH |  | 65 | No | Manual | [9 empty] | 12579600
1039 | STATIC | FAZ | VALVE | GLOBE VALVE | VJ36S006 | OH |  | 65 | No | Manual | [9 empty] | 12579600
1040 | STATIC | FAZ | VALVE | GATE VALVE | VJ44S002 | OH |  | 300 | No | Electric | [9 empty] | 27446400
1041 | STATIC | FAZ | VALVE | BATTERY FLY VALVE | VL97S001 | OH |  | 80 | Yes | Electric | [9 empty] | 12579600
1042 | STATIC | FAZ | VALVE | BATTERY FLY VALVE | VL98S001 | OH |  | 80 | Yes | Electric | [9 empty] | 12579600
1043 | STATIC | FAZ | VALVE | BATTERY FLY VALVE | VL98S004 | OH |  | 80 | No | Manual | [9 empty] | 12579600
1044 | STATIC | FAZ | VALVE | BATTERY FLY VALVE | VR01S901 | OH |  | 50 | No | Manual | [9 empty] | 12579600
1045 | STATIC | FAZ | VALVE | BATTERY FLY VALVE | VR02S003 | OH |  | 200 | Yes | Manual | [9 empty] | 27446400
1046 | STATIC | CAZ | VALVE | GATE VALVE | YT12S001 | OH |  | 300 | Yes | Electric | [9 empty] | 59284224
1047 | STATIC | CAZ | VALVE | GATE VALVE | YT12S002 | OH |  | 300 | Yes | Electric | [9 empty] | 59284224
1048 | STATIC | CAZ | VALVE | GATE VALVE | YT13S002 | OH |  | 300 | Yes | Electric | [9 empty] | 59284224
1049 | STATIC | CAZ | VALVE | GATE VALVE | YT14S001 | OH |  | 300 | Yes | Electric | [9 empty] | 59284224
Total | جمع کل به حروف : پنجاه میلیارد و نهصد و سی و هفت میلیون وپانصد و بیست و هفت هزارو پانصد و چهل و سه ریال | [18 empty] | 50937527543